## Models
TELECENTRIC LENS | No | Serial | Models
Standard / Non-standard | 1 | SDM Bi-telecentric Lens | 482+
| 2 | SDA Manual Iris Bi-telecentric Lens | 30+
| 3 | SDL Telecentric LED Lighting | 28+
| 4 | SWK AOI Telecentric Lens ( King level quality ) | 69+
| 5 | SWH Megapixel Telecentric Lens ( High level quality ) | 304+
| 6 | SWL Standard Telecentric Lens ( Standrd level ) | 116+
| 7 | SAV standard anti-vibration lens | 40+
| 8 | More lenses, pls email us via: sales@soyocctv.com | 700+
| Total |  | 1800+
sales@soyocctv.com |  | www.soyocctv.com | Skype/Wechat: soyocctv
TO BE NO.1 ON TC LENS

## SDM(Bi-tele)
SDM Standard ( Standard 227 models ) | [7 empty] | SDM Non-standard --C Mount ( 94 models ) | [7 empty] | SDM Non-standard --F Mount ( 132 models ) | [7 empty] | SDM Non-standard --M58 Mount ( 30 models )
No. | Model | Mag | W.D | CCD | FOV | Image Max F/# | Mount | No. | Model | Mag | W.D | CCD | FOV | Image Max F/# | Mount | No. | Model | Mag | W.D | CCD | Format | Image MaxF/# | Mount | No. | Model | Mag | W.D | CCD | FOV | Image MaxF/# | Mount
1 | S125DM26 | 0.277 | 73 | 7.2(1/2.5") | 26 | 4.2 | C | 1 | S125DM16.6 | 0.434 | 24±1 | 7.2(1/2.5") | 16.6 | 4.2 | C | 1 | S43DM16.6. | 1.446 | 24±1 | 24(4/3") | 16.6 | 9.4 | F | 1 | S43DM24. | 1 | 43±1 | 24(4/3") | 24 | 7.5 | M58
2 | S125DM36 | 0.2 | 110 | 7.2(1/2.5") | 36 | 4.2 | C | 2 | S125DM24 | 0.3 | 43±1 | 7.2(1/2.5") | 24 | 4.2 | C | 2 | S43DM24. | 1 | 43±1 | 24(4/3") | 24 | 7.5 | F | 2 | S43DM29. | 0.828 | 45±1 | 24(4/3") | 29 | 7.5 | M58
3 | S125DM42 | 0.171 | 118 | 7.2(1/2.5") | 42 | 4.2 | C | 3 | S125DM29 | 0.248 | 45±1 | 7.2(1/2.5") | 29 | 4.2 | C | 3 | S43DM26. | 0.923 | 73 | 24(4/3") | 26 | 12.5 | F | 3 | S43DM33. | 0.727 | 48±1 | 24(4/3") | 33 | 7.5 | M58
4 | S125DM48 | 0.15 | 128 | 7.2(1/2.5") | 48 | 4.2 | C | 4 | S125DM33 | 0.218 | 48±1 | 7.2(1/2.5") | 33 | 4.2 | C | 4 | S43DM29. | 0.828 | 45±1 | 24(4/3") | 29 | 7.5 | F | 4 | S43DM39. | 0.615 | 61±1 | 24(4/3") | 39 | 7.5 | M58
5 | S125DM56. | 0.129 | 138 | 7.2(1/2.5") | 56 | 4.2 | C | 5 | S125DM39 | 0.185 | 61±1 | 7.2(1/2.5") | 39 | 4.2 | C | 5 | S43DM33. | 0.727 | 48±1 | 24(4/3") | 33 | 7.5 | F | 5 | S43DM44. | 0.545 | 82±1 | 24(4/3") | 44 | 7.5 | M58
6 | S125DM64H. | 0.113 | 158 | 7.2(1/2.5") | 64 | 4.2 | C | 6 | S125DM44 | 0.164 | 82±1 | 7.2(1/2.5") | 44 | 4.2 | C | 6 | S43DM36. | 0.67 | 110 | 24(4/3") | 36 | 11.3 | F | 6 | S43DM59. | 0.407 | 85±1 | 24(4/3") | 59 | 7.5 | M58
7 | S125DM72. | 0.1 | 178 | 7.2(1/2.5") | 72 | 4.2 | C | 7 | S125DM48S. | 0.15 | 138±1 | 7.2(1/2.5") | 48 | 4.2 | C | 7 | S43DM39. | 0.615 | 61±1 | 24(4/3") | 39 | 7.5 | F
8 | S125DM80H. | 0.09 | 228 | 7.2(1/2.5") | 80 | 4.2 | C | 8 | S125DM59. | 0.122 | 85±1 | 7.2(1/2.5") | 59 | 4.2 | C | 8 | S43DM42. | 0.571 | 118 | 24(4/3") | 42 | 9.4 | F | 7 | S175DM24. | 1.208 | 43±1 | 29(1.75") | 24 | 9 | M58
9 | S125DM90. | 0.08 | 208 | 7.2(1/2.5") | 90 | 4.2 | C | 9 | S125DM64. | 0.113 | 189 | 7.2(1/2.5") | 64 | 4.2 | C | 9 | S43DM44. | 0.545 | 82±1 | 24(4/3") | 44 | 7.5 | F | 8 | S175DM29. | 1 | 45±1 | 29(1.75") | 29 | 6.8 | M58
10 | S125DM100. | 0.072 | 258 | 7.2(1/2.5") | 100 | 4.2 | C | 10 | S125DM80. | 0.09 | 228 | 7.2(1/2.5") | 80 | 4.2 | C | 10 | S43DM48. | 0.5 | 128 | 24(4/3") | 48 | 9.4 | F | 9 | S175DM33. | 0.879 | 48±1 | 29(1.75") | 33 | 6.8 | M58
11 | S125DM110. | 0.0655 | 263 | 7.2(1/2.5") | 110 | 4.23 | C | 11 | S125DM240. | 0.03 | 410 | 7.2(1/2.5") | 240 | 4.2 | C | 11 | S43DM48S. | 0.5 | 138±1 | 24(4/3") | 48 | 14.1 | F | 10 | S175DM39. | 0.744 | 61±1 | 29(1.75") | 39 | 6.8 | M58
12 | S125DM120. | 0.06 | 280 | 7.2(1/2.5") | 120 | 4.2 | C | [8 empty] | 12 | S43DM56. | 0.429 | 138 | 24(4/3") | 56 | 8.1 | F | 11 | S175DM44. | 0.659 | 82±1 | 29(1.75") | 44 | 6.8 | M58
13 | S125DM136. | 0.0529 | 287 | 7.2(1/2.5") | 136 | 4.2 | C | 12 | S12DM16.6. | 0.482 | 24±1 | 8.0(1/2") | 16.6 | 4.2 | C | 13 | S43DM59. | 0.407 | 85±1 | 24(4/3") | 59 | 7.5 | F | 12 | S175DM59. | 0.492 | 85±1 | 29(1.75") | 59 | 6.8 | M58
14 | S125DM150. | 0.048 | 300 | 7.2(1/2.5") | 150 | 4.2 | C | 13 | S12DM24. | 0.333 | 43±1 | 8.0(1/2") | 24 | 4.2 | C | 14 | S43DM64. | 0.375 | 189 | 24(4/3") | 64 | 14.1 | F
15 | S125DM170. | 0.0424 | 317 | 7.2(1/2.5") | 170 | 4.2 | C | 14 | S12DM29. | 0.276 | 45±1 | 8.0(1/2") | 29 | 4.2 | C | 15 | S43DM72. | 0.333 | 178 | 24(4/3") | 72 | 7.5 | F | 13 | S2DM24 | 1.375 | 43±1 | 33(2") | 24 | 10.3 | M58
16 | S125DM190. | 0.038 | 330 | 7.2(1/2.5") | 190 | 4.2 | C | 15 | S12DM33. | 0.242 | 48±1 | 8.0(1/2") | 33 | 4.2 | C | 16 | S43DM80. | 0.3 | 228 | 24(4/3") | 80 | 14.1 | F | 14 | S2DM29 | 1.138 | 45±1 | 33(2") | 29 | 7.8 | M58
17 | S125DM216. | 0.0333 | 372 | 7.2(1/2.5") | 216 | 4.2 | C | 16 | S12DM39. | 0.205 | 61±1 | 8.0(1/2") | 39 | 4.2 | C | 17 | S43DM90. | 0.267 | 208 | 24(4/3") | 90 | 7.5 | F | 15 | S2DM33 | 1 | 48±1 | 33(2") | 33 | 7.8 | M58
18 | S125DM240H. | 0.03 | 410 | 7.2(1/2.5") | 240 | 4.2 | C | 17 | S12DM39. | 0.182 | 82±1 | 8.0(1/2") | 44 | 4.2 | C | 18 | S43DM100. | 0.24 | 258 | 24(4/3") | 100 | 9.4 | F | 16 | S2DM39 | 0.846 | 61±1 | 33(2") | 39 | 7.8 | M58
19 | S125DM268. | 0.0269 | 437 | 7.2(1/2.5") | 268 | 4.2 | C | 18 | S12DM48S. | 0.167 | 138±1 | 8.0(1/2") | 48 | 4.7 | C | 19 | S43DM110. | 0.2182 | 263 | 24(4/3") | 110 | 7.5 | F | 17 | S2DM44 | 0.75 | 82±1 | 33(2") | 44 | 7.8 | M58
20 | S125DM300. | 0.024 | 465 | 7.2(1/2.5") | 300 | 4.2 | C | 19 | S12DM59. | 0.136 | 85±1 | 8.0(1/2") | 59 | 4.2 | C | 20 | S43DM120. | 0.2 | 280 | 24(4/3") | 120 | 8.1 | F | 18 | S2DM59 | 0.559 | 85±1 | 33(2") | 59 | 7.8 | M58
[8 empty] | 20 | S12DM64. | 0.125 | 189 | 8.0(1/2") | 64 | 4.2 | C | 21 | S43DM136. | 0.1765 | 287 | 24(4/3") | 136 | 7.5 | F
21 | S12DM26. | 0.308 | 73 | 8.0(1/2") | 26 | 4.2 | C | 21 | S12DM80. | 0.1 | 228 | 8.0(1/2") | 80 | 4.7 | C | 22 | S43DM150. | 0.16 | 300 | 24(4/3") | 150 | 8.1 | F | 19 | SDM71M24 | 1.625 | 43±1 | 39mm | 24 | 12.2 | M58
22 | S12DM36. | 0.222 | 110 | 8.0(1/2") | 36 | 4.2 | C | 22 | S12DM240. | 0.033 | 410 | 8.0(1/2") | 240 | 4.2 | C | 23 | S43DM170. | 0.1411 | 317 | 24(4/3") | 170 | 7.5 | F | 20 | SDM71M29 | 1.345 | 45±1 | 39mm | 29 | 9.2 | M58
23 | S12DM42. | 0.19 | 118 | 8.0(1/2") | 42 | 4.2 | C | [8 empty] | 24 | S43DM190. | 0.126 | 330 | 24(4/3") | 190 | 7.5 | F | 21 | SDM71M33 | 1.182 | 48±1 | 39mm | 33 | 9.2 | M58
24 | S12DM48. | 0.167 | 128 | 8.0(1/2") | 48 | 4.2 | C | 23 | S118DM16.6 | 0.542 | 24±1 | 9(1/1.8") | 16.6 | 4.6 | C | 25 | S43DM216. | 0.1111 | 372 | 24(4/3") | 216 | 7.5 | F | 22 | SDM71M39 | 1 | 61±1 | 39mm | 39 | 6.5 | M58
25 | S12DM56. | 0.143 | 138 | 8.0(1/2") | 56 | 4.2 | C | 24 | S118DM24 | 0.375 | 43±1 | 9(1/1.8") | 24 | 4.6 | C | 26 | S43DM240. | 0.1 | 410 | 24(4/3") | 240 | 7.5 | F | 23 | SDM71M44 | 0.886 | 82±1 | 39mm | 44 | 9.2 | M58
26 | S12DM64H. | 0.125 | 158 | 8.0(1/2") | 64 | 4.2 | C | 25 | S118DM29 | 0.31 | 45±1 | 9(1/1.8") | 29 | 4.6 | C | 27 | S43DM268. | 0.0896 | 437 | 24(4/3") | 268 | 7.5 | F | 24 | SDM71M59 | 0.661 | 85±1 | 39mm | 59 | 6.5 | M58
27 | S12DM72. | 0.111 | 178 | 8.0(1/2") | 72 | 4.2 | C | 26 | S118DM33 | 0.273 | 48±1 | 9(1/1.8") | 33 | 4.6 | C | 28 | S43DM300. | 0.08 | 465 | 24(4/3") | 300 | 7.5 | F
28 | S12DM80H. | 0.1 | 228 | 8.0(1/2") | 80 | 4.2 | C | 27 | S118DM39 | 0.231 | 61±1 | 9(1/1.8") | 39 | 4.6 | C | [8 empty] | 25 | SDM35F24 | 1.83 | 43±1 | 44（35mm Full） | 24 | 13.8 | F
29 | S12DM90. | 0.089 | 208 | 8.0(1/2") | 90 | 4.2 | C | 28 | S118DM44 | 0.205 | 82±1 | 9(1/1.8") | 44 | 4.6 | C | 29 | S175DM24. | 1.208 | 43±1 | 29(1.75") | 24 | 9 | F | 26 | SDM35F29 | 1.517 | 45±1 | 44（35mm Full） | 29 | 10.3 | F
30 | S12DM100. | 0.08 | 258 | 8.0(1/2") | 100 | 4.2 | C | 29 | S118DM48S. | 0.188 | 138±1 | 9(1/1.8") | 48 | 5.3 | C | 30 | S175DM26. | 1.115 | 73 | 29(1.75") | 26 | 15 | F | 27 | SDM35F33 | 1.333 | 48±1 | 44（35mm Full） | 33 | 10.3 | F
31 | S12DM110. | 0.0727 | 263 | 8.0(1/2") | 110 | 4.2 | C | 30 | S118DM59. | 0.153 | 85±1 | 9(1/1.8") | 59 | 4.6 | C | 31 | S175DM29. | 1 | 45±1 | 29(1.75") | 29 | 6.8 | F | 28 | SDM35F39 | 1.128 | 61±1 | 44（35mm Full） | 39 | 10.3 | F
32 | S12DM120. | 0.067 | 280 | 8.0(1/2") | 120 | 4.2 | C | 31 | S118DM64. | 0.14 | 189 | 9(1/1.8") | 64 | 5.3 | C | 32 | S175DM33. | 0.879 | 48±1 | 29(1.75") | 33 | 6.8 | F | 29 | SDM35F44 | 1 | 82±1 | 44（35mm Full） | 44 | 10.3 | F
33 | S12DM136. | 0.0588 | 287 | 8.0(1/2") | 136 | 4.2 | C | 32 | S118DM80. | 0.113 | 228 | 9(1/1.8") | 80 | 5.3 | C | 33 | S175DM36. | 0.806 | 110 | 29(1.75") | 36 | 13.5 | F | 30 | SDM35F59 | 0.746 | 85±1 | 44（35mm Full） | 59 | 10.3 | F
34 | S12DM150. | 0.053 | 300 | 8.0(1/2") | 150 | 4.2 | C | 33 | S118DM240. | 0.0375 | 410 | 9(1/1.8") | 240 | 4.6 | C | 34 | S175DM39. | 0.744 | 61±1 | 29(1.75") | 39 | 6.8 | F
35 | S12DM170. | 0.0471 | 317 | 8.0(1/2") | 170 | 4.2 | C | [8 empty] | 35 | S175DM42. | 0.69 | 118 | 29(1.75") | 42 | 11.4 | F
36 | S12DM190. | 0.042 | 330 | 8.0(1/2") | 190 | 4.2 | C | 34 | S23DM16.6 | 0.687 | 24±1 | 11.4(2/3") | 16.6 | 4.9 | C | 36 | S175DM44. | 0.659 | 82±1 | 29(1.75") | 44 | 6.8 | F
37 | S12DM216. | 0.037 | 372 | 8.0(1/2") | 216 | 4.2 | C | 35 | S23DM24 | 0.477 | 43±1 | 11.4(2/3") | 24 | 4.9 | C | 37 | S175DM48. | 0.604 | 128 | 29(1.75") | 48 | 11.3 | F
38 | S12DM240H. | 0.033 | 410 | 8.0(1/2") | 240 | 4.2 | C | 36 | S23DM29 | 0.393 | 45±1 | 11.4(2/3") | 29 | 4.9 | C | 38 | S175DM48S. | 0.604 | 138 | 29(1.75") | 48 | 17.1 | F
39 | S12DM268. | 0.0299 | 437 | 8.0(1/2") | 268 | 4.2 | C | 37 | S23DM33 | 0.345 | 48±1 | 11.4(2/3") | 33 | 4.9 | C | 39 | S175DM56. | 0.518 | 138 | 29(1.75") | 56 | 9.7 | F
40 | S12DM300. | 0.027 | 465 | 8.0(1/2") | 300 | 4.2 | C | 38 | S23DM39 | 0.292 | 61±1 | 11.4(2/3") | 39 | 4.9 | C | 40 | S175DM59. | 0.492 | 85±1 | 29(1.75") | 59 | 6.8 | F
[8 empty] | 39 | S23DM44 | 0.259 | 82±1 | 11.4(2/3") | 44 | 4.9 | C | 41 | S175DM64. | 0.453 | 189 | 29(1.75") | 64 | 17.1 | F
41 | S118DM26 | 0.346 | 73 | 9(1/1.8") | 26 | 4.6 | C | 40 | S23DM48S. | 0.238 | 138±1 | 11.4(2/3") | 48 | 6.7 | C | 42 | S175DM72. | 0.403 | 178 | 29(1.75") | 72 | 8.5 | F
42 | S118DM36 | 0.25 | 110 | 9(1/1.8") | 36 | 4.6 | C | 41 | S23DM59. | 0.193 | 85±1 | 11.4(2/3") | 59 | 4.9 | C | 43 | S175DM80. | 0.363 | 228 | 29(1.75") | 80 | 17.1 | F
43 | S118DM42 | 0.214 | 118 | 9(1/1.8") | 42 | 4.6 | C | 42 | S23DM64. | 0.178 | 189 | 11.4(2/3") | 64 | 5.4 | C | 44 | S175DM90. | 0.322 | 208 | 29(1.75") | 90 | 8.5 | F
44 | S118DM48 | 0.188 | 128 | 9(1/1.8") | 48 | 4.6 | C | 43 | S23DM80. | 0.142 | 228 | 11.4(2/3") | 80 | 5.4 | C | 45 | S175DM100. | 0.29 | 258 | 29(1.75") | 100 | 11.3 | F
45 | S118DM56. | 0.161 | 138 | 9(1/1.8") | 56 | 4.6 | C | 44 | S23DM240. | 0.0475 | 410 | 11.4(2/3") | 240 | 4.9 | C | 46 | S175DM110. | 0.2636 | 263 | 29(1.75") | 110 | 6.8 | F
46 | S118DM64H. | 0.141 | 158 | 9(1/1.8") | 64 | 4.6 | C | [8 empty] | 47 | S175DM120. | 0.242 | 280 | 29(1.75") | 120 | 9.7 | F
47 | S118DM72. | 0.125 | 178 | 9(1/1.8") | 72 | 4.6 | C | 45 | S1DM16.6 | 1 | 24±1 | 16.6(1") | 16.6 | 6.5 | C | 48 | S175DM136. | 0.2132 | 287 | 29(1.75") | 136 | 6.8 | F
48 | S118DM80H. | 0.113 | 228 | 9(1/1.8") | 80 | 4.6 | C | 46 | S1DM24 | 0.692 | 43±1 | 16.6(1") | 24 | 6.5 | C | 49 | S175DM150. | 0.193 | 300 | 29(1.75") | 150 | 9.7 | F
49 | S118DM90. | 0.1 | 208 | 9(1/1.8") | 90 | 4.6 | C | 47 | S1DM29 | 0.572 | 45±1 | 16.6(1") | 29 | 6.5 | C | 50 | S175DM170. | 0.1706 | 317 | 29(1.75") | 170 | 6.8 | F
50 | S118DM100. | 0.09 | 258 | 9(1/1.8") | 100 | 4.6 | C | 48 | S1DM33 | 0.503 | 48±1 | 16.6(1") | 33 | 6.5 | C | 51 | S175DM190. | 0.153 | 330 | 29(1.75") | 190 | 6.8 | F
51 | S118DM110. | 0.0818 | 263 | 9(1/1.8") | 110 | 4.6 | C | 49 | S1DM39 | 0.426 | 61±1 | 16.6(1") | 39 | 6.5 | C | 52 | S175DM216. | 0.1343 | 372 | 29(1.75") | 216 | 6.8 | F
52 | S118DM120. | 0.075 | 280 | 9(1/1.8") | 120 | 4.6 | C | 50 | S1DM48S. | 0.346 | 138±1 | 16.6(1") | 48 | 9.8 | C | 53 | S175DM240. | 0.121 | 410 | 29(1.75") | 240 | 6.8 | F
53 | S118DM136. | 0.0662 | 287 | 9(1/1.8") | 136 | 4.6 | C | 51 | S1DM44 | 0.377 | 82±1 | 16.6(1") | 44 | 6.5 | C | 54 | S175DM268. | 0.1082 | 437 | 29(1.75") | 268 | 6.8 | F
54 | S118DM150. | 0.06 | 300 | 9(1/1.8") | 150 | 4.6 | C | 52 | S1DM59. | 0.281 | 85±1 | 16.6(1") | 59 | 6.5 | C | 55 | S175DM300. | 0.097 | 465 | 29(1.75") | 300 | 8.5 | F
55 | S118DM170. | 0.0529 | 317 | 9(1/1.8") | 170 | 4.6 | C | 53 | S1DM64. | 0.258 | 189 | 16.6(1") | 64 | 9.8 | C
56 | S118DM190. | 0.047 | 330 | 9(1/1.8") | 190 | 4.6 | C | 54 | S1DM80. | 0.206 | 228 | 16.6(1") | 80 | 9.8 | C | 56 | S2DM24. | 1.375 | 43±1 | 33(2") | 24 | 10.3 | F
57 | S118DM216. | 0.0417 | 372 | 9(1/1.8") | 216 | 4.6 | C | 55 | S1DM240. | 0.069 | 410 | 16.6(1") | 240 | 6.5 | C | 57 | S2DM29. | 1.138 | 45±1 | 33(2") | 29 | 7.8 | F
58 | S118DM240H. | 0.0375 | 410 | 9(1/1.8") | 240 | 4.6 | C | [8 empty] | 58 | S2DM33. | 1 | 48±1 | 33(2") | 33 | 7.8 | F
59 | S118DM268. | 0.0336 | 437 | 9(1/1.8") | 268 | 4.6 | C | 56 | S11DM16.6. | 1.108 | 24±1 | 18.4(1.1") | 16.6 | 7.2 | C | 59 | S2DM36. | 0.917 | 110 | 33(2") | 36 | 15.5 | F
60 | S118DM300. | 0.03 | 465 | 9(1/1.8") | 300 | 4.6 | C | 57 | S11DM24. | 0.767 | 43±1 | 18.4(1.1") | 24 | 6.2 | C | 60 | S2DM39. | 0.846 | 61±1 | 33(2") | 39 | 7.8 | F
[8 empty] | 58 | S11DM29. | 0.634 | 45±1 | 18.4(1.1") | 29 | 6.2 | C | 61 | S2DM42. | 0.786 | 118 | 33(2") | 42 | 12.9 | F
61 | S23DM26 | 0.438 | 73 | 11.4(2/3") | 26 | 6 | C | 59 | S11DM33. | 0.558 | 48±1 | 18.4(1.1") | 33 | 6.2 | C | 62 | S2DM44. | 0.75 | 82±1 | 33(2") | 44 | 7.8 | F
62 | S23DM36 | 0.317 | 110 | 11.4(2/3") | 36 | 5.4 | C | 60 | S11DM39. | 0.472 | 61±1 | 18.4(1.1") | 39 | 6.2 | C | 63 | S2DM48. | 0.688 | 128 | 33(2") | 48 | 12.9 | F
63 | S23DM42 | 0.271 | 118 | 11.4(2/3") | 42 | 4.9 | C | 61 | S11DM44. | 0.418 | 82±1 | 18.4(1.1") | 44 | 6.2 | C | 64 | S2DM48S. | 0.688 | 138 | 33(2") | 48 | 19.4 | F
64 | S23DM48 | 0.238 | 128 | 11.4(2/3") | 48 | 5.4 | C | 62 | S11DM48S. | 0.383 | 138±1 | 18.4(1.1") | 48 | 10.8 | C | 65 | S2DM56. | 0.589 | 138 | 33(2") | 56 | 11.1 | F
65 | S23DM56. | 0.204 | 138 | 11.4(2/3") | 56 | 4.9 | C | 63 | S11DM59. | 0.312 | 85±1 | 18.4(1.1") | 59 | 6.2 | C | 66 | S2DM59. | 0.559 | 85±1 | 33(2") | 59 | 7.8 | F
66 | S23DM64H. | 0.178 | 158 | 11.4(2/3") | 64 | 4.9 | C | 64 | S11DM64. | 0.287 | 189 | 18.4(1.1") | 64 | 10.8 | C | 67 | S2DM64. | 0.516 | 189 | 33(2") | 64 | 19.4 | F
67 | S23DM72. | 0.158 | 178 | 11.4(2/3") | 72 | 4.9 | C | 65 | S11DM80. | 0.23 | 228 | 18.4(1.1") | 80 | 10.8 | C | 68 | S2DM72. | 0.458 | 178 | 33(2") | 72 | 9.7 | F
68 | S23DM80H. | 0.142 | 228 | 11.4(2/3") | 80 | 4.9 | C | 66 | S11DM240. | 0.077 | 410 | 18.4(1.1") | 240 | 6.2 | C | 69 | S2DM80. | 0.41 | 228 | 33(2") | 80 | 19.4 | F
69 | S23DM90. | 0.127 | 208 | 11.4(2/3") | 90 | 4.9 | C | [8 empty] | 70 | S2DM90. | 0.367 | 208 | 33(2") | 90 | 8.6 | F
70 | S23DM100. | 0.114 | 258 | 11.4(2/3") | 100 | 5.4 | C | 67 | S43DM16.6. | 1.446 | 24±1 | 24(4/3") | 16.6 | 9.4 | C | 71 | S2DM100. | 0.33 | 258 | 33(2") | 100 | 12.9 | F
71 | S23DM110. | 0.1036 | 263 | 11.4(2/3") | 110 | 4.9 | C | 68 | S43DM24. | 1 | 43±1 | 24(4/3") | 24 | 7.5 | C | 72 | S2DM110. | 0.3 | 263 | 33(2") | 110 | 7.8 | F
72 | S23DM120. | 0.095 | 280 | 11.4(2/3") | 120 | 4.9 | C | 69 | S43DM26. | 0.923 | 73 | 24(4/3") | 26 | 12.5 | C | 73 | S2DM120. | 0.275 | 280 | 33(2") | 120 | 11.1 | F
73 | S23DM136. | 0.0838 | 287 | 11.4(2/3") | 136 | 4.9 | C | 70 | S43DM29. | 0.828 | 45±1 | 24(4/3") | 29 | 7.5 | C | 74 | S2DM136. | 0.2426 | 287 | 33(2") | 136 | 7.8 | F
74 | S23DM150. | 0.076 | 300 | 11.4(2/3") | 150 | 4.9 | C | 71 | S43DM33. | 0.727 | 48±1 | 24(4/3") | 33 | 7.5 | C | 75 | S2DM150. | 0.22 | 300 | 33(2") | 150 | 11.1 | F
75 | S23DM170. | 0.0671 | 317 | 11.4(2/3") | 170 | 4.9 | C | 72 | S43DM36. | 0.67 | 110 | 24(4/3") | 36 | 11.3 | C | 76 | S2DM170. | 0.1941 | 317 | 33(2") | 170 | 7.8 | F
76 | S23DM190. | 0.06 | 330 | 11.4(2/3") | 190 | 4.9 | C | 73 | S43DM39. | 0.615 | 61±1 | 24(4/3") | 39 | 7.5 | C | 77 | S2DM190. | 0.174 | 330 | 33(2") | 190 | 7.8 | F
77 | S23DM216. | 0.0528 | 372 | 11.4(2/3") | 216 | 4.9 | C | 74 | S43DM42. | 0.571 | 118 | 24(4/3") | 42 | 9.4 | C | 78 | S2DM216. | 0.1528 | 372 | 33(2") | 216 | 7.8 | F
78 | S23DM240H. | 0.0475 | 410 | 11.4(2/3") | 240 | 4.9 | C | 75 | S43DM44. | 0.545 | 82±1 | 24(4/3") | 44 | 7.5 | C | 79 | S2DM240. | 0.138 | 410 | 33(2") | 240 | 7.8 | F
79 | S23DM268. | 0.0425 | 437 | 11.4(2/3") | 268 | 4.9 | C | 76 | S43DM48. | 0.5 | 128 | 24(4/3") | 48 | 9.4 | C | 80 | S2DM268. | 0.1231 | 437 | 33(2") | 268 | 7.8 | F
80 | S23DM300. | 0.038 | 465 | 11.4(2/3") | 300 | 4.9 | C | 77 | S43DM48S. | 0.5 | 138±1 | 24(4/3") | 48 | 14.1 | C | 81 | S2DM300. | 0.11 | 465 | 33(2") | 300 | 7.8 | F
[8 empty] | 78 | S43DM56. | 0.429 | 138 | 24(4/3") | 56 | 8.1 | C
81 | S1DM26 | 0.638 | 73 | 16.6(1") | 26 | 8.7 | C | 79 | S43DM59. | 0.407 | 85±1 | 24(4/3") | 59 | 7.5 | C | 82 | SDM71M24. | 1.625 | 43±1 | 39mm | 24 | 12.2 | F
82 | S1DM36 | 0.46 | 110 | 16.6(1") | 36 | 7.8 | C | 80 | S43DM64. | 0.375 | 189 | 24(4/3") | 64 | 14.1 | C | 83 | SDM71M29. | 1.345 | 45±1 | 39mm | 29 | 9.2 | F
83 | S1DM42 | 0.395 | 118 | 16.6(1") | 42 | 6.5 | C | 81 | S43DM72. | 0.333 | 178 | 24(4/3") | 72 | 7.5 | C | 84 | SDM71M33. | 1.182 | 48±1 | 39mm | 33 | 9.2 | F
84 | S1DM48 | 0.346 | 128 | 16.6(1") | 48 | 6.5 | C | 82 | S43DM80. | 0.3 | 228 | 24(4/3") | 80 | 14.1 | C | 85 | SDM71M36. | 1.083 | 110 | 39 | 36 | 18.3 | F
85 | S1DM56. | 0.296 | 138 | 16.6(1") | 56 | 6.5 | C | 83 | S43DM90. | 0.267 | 208 | 24(4/3") | 90 | 7.5 | C | 86 | SDM71M39. | 1 | 61±1 | 39mm | 39 | 6.5 | F
86 | S1DM64H. | 0.259 | 158 | 16.6(1") | 64 | 6.5 | C | 84 | S43DM100. | 0.24 | 258 | 24(4/3") | 100 | 9.4 | C | 87 | SDM71M42. | 0.929 | 118 | 39 | 42 | 15.3 | F
87 | S1DM72. | 0.231 | 178 | 16.6(1") | 72 | 6.5 | C | 85 | S43DM110. | 0.2182 | 263 | 24(4/3") | 110 | 7.5 | C | 88 | SDM71M44. | 0.886 | 82±1 | 39mm | 44 | 9.2 | F
88 | S1DM80H. | 0.206 | 228 | 16.6(1") | 80 | 6.5 | C | 86 | S43DM120. | 0.2 | 280 | 24(4/3") | 120 | 8.1 | C | 89 | SDM71M48. | 0.813 | 128 | 39 | 48 | 15.3 | F
89 | S1DM90. | 0.184 | 208 | 16.6(1") | 90 | 6.5 | C | 87 | S43DM136. | 0.1765 | 287 | 24(4/3") | 136 | 7.5 | C | 90 | SDM71M48S. | 0.813 | 138 | 39 | 48 | 22.9 | F
90 | S1DM100. | 0.166 | 258 | 16.6(1") | 100 | 6.5 | C | 88 | S43DM150. | 0.16 | 300 | 24(4/3") | 150 | 8.1 | C | 91 | SDM71M56. | 0.696 | 138 | 39 | 56 | 13.1 | F
91 | S1DM110. | 0.1509 | 263 | 16.6(1") | 110 | 6.5 | C | 89 | S43DM170. | 0.1411 | 317 | 24(4/3") | 170 | 7.5 | C | 92 | SDM71M59. | 0.661 | 85±1 | 39mm | 59 | 6.5 | F
92 | S1DM120. | 0.138 | 280 | 16.6(1") | 120 | 6.5 | C | 90 | S43DM190. | 0.126 | 330 | 24(4/3") | 190 | 7.5 | C | 93 | SDM71M64. | 0.609 | 189 | 39 | 64 | 22.9 | F
93 | S1DM136. | 0.1221 | 287 | 16.6(1") | 136 | 6.5 | C | 91 | S43DM216. | 0.1111 | 372 | 24(4/3") | 216 | 7.5 | C | 94 | SDM71M72. | 0.542 | 178 | 39 | 72 | 11.5 | F
94 | S1DM150. | 0.11 | 300 | 16.6(1") | 150 | 6.5 | C | 92 | S43DM240. | 0.1 | 410 | 24(4/3") | 240 | 7.5 | C | 95 | SDM71M80. | 0.488 | 228 | 39 | 80 | 22.9 | F
95 | S1DM170. | 0.0976 | 317 | 16.6(1") | 170 | 6.5 | C | 93 | S43DM268. | 0.0896 | 437 | 24(4/3") | 268 | 7.5 | C | 96 | SDM71M90. | 0.433 | 208 | 39 | 90 | 10.2 | F
96 | S1DM190. | 0.087 | 330 | 16.6(1") | 190 | 6.5 | C | 94 | S43DM300. | 0.08 | 465 | 24(4/3") | 300 | 7.5 | C | 97 | SDM71M100. | 0.39 | 258 | 39 | 100 | 15.3 | F
97 | S1DM216. | 0.0769 | 372 | 16.6(1") | 216 | 6.5 | C | [8 empty] | 98 | SDM71M110. | 0.3545 | 263 | 39 | 110 | 8.3 | F
98 | S1DM240H. | 0.069 | 410 | 16.6(1") | 240 | 6.5 | C | [8 empty] | 99 | SDM71M120. | 0.325 | 280 | 39 | 120 | 13.1 | F
99 | S1DM268. | 0.0619 | 437 | 16.6(1") | 268 | 6.5 | C | [8 empty] | 100 | SDM71M136. | 0.2868 | 287 | 39 | 136 | 7.1 | F
100 | S1DM300. | 0.055 | 465 | 16.6(1") | 300 | 6.5 | C | [8 empty] | 101 | SDM71M150. | 0.26 | 300 | 39 | 150 | 13.1 | F
[16 empty] | 102 | SDM71M170. | 0.2294 | 317 | 39 | 170 | 6.5 | F
101 | S11DM26. | 0.708 | 73 | 18.4(1.1") | 26 | 9.6 | C | [8 empty] | 103 | SDM71M190. | 0.205 | 330 | 39 | 190 | 9.2 | F
102 | S11DM36. | 0.511 | 110 | 18.4(1.1") | 36 | 8.7 | C | [8 empty] | 104 | SDM71M216. | 0.1806 | 372 | 39 | 216 | 6.5 | F
103 | S11DM42. | 0.438 | 118 | 18.4(1.1") | 42 | 7.2 | C | [8 empty] | 105 | SDM71M240. | 0.163 | 410 | 39 | 240 | 9.2 | F
104 | S11DM48. | 0.383 | 128 | 18.4(1.1") | 48 | 7.2 | C | [8 empty] | 106 | SDM71M268. | 0.1455 | 437 | 39 | 268 | 6.5 | F
105 | S11DM56. | 0.329 | 138 | 18.4(1.1") | 56 | 6.2 | C | [8 empty] | 107 | SDM71M300. | 0.13 | 465 | 39 | 300 | 6.5 | F
106 | S11DM64H. | 0.288 | 158 | 18.4(1.1") | 64 | 6.2 | C | [15 empty] | F
107 | S11DM72. | 0.256 | 178 | 18.4(1.1") | 72 | 6.2 | C | [8 empty] | 108 | SDM35F24. | 1.83 | 43±1 | 44（35mm Full） | 24 | 13.8 | F
108 | S11DM80H. | 0.23 | 228 | 18.4(1.1") | 80 | 6.2 | C | [8 empty] | 109 | SDM35F29. | 1.517 | 45±1 | 44（35mm Full） | 29 | 10.3 | F
109 | S11DM90. | 0.204 | 208 | 18.4(1.1") | 90 | 6.2 | C | [8 empty] | 110 | SDM35F33. | 1.333 | 48±1 | 44（35mm Full） | 33 | 10.3 | F
110 | S11DM100. | 0.184 | 258 | 18.4(1.1") | 100 | 7.2 | C | [8 empty] | 111 | SDM35F39. | 1.128 | 61±1 | 44（35mm Full） | 39 | 10.3 | F
111 | S11DM110. | 0.1673 | 263 | 18.4(1.1") | 110 | 6.2 | C | [8 empty] | 112 | SDM35F42. | 1.048 | 118 | 44（35mm Full） | 42 | 17.2 | F
112 | S11DM120. | 0.153 | 280 | 18.4(1.1") | 120 | 6.2 | C | [8 empty] | 113 | SDM35F44. | 1 | 82±1 | 44（35mm Full） | 44 | 10.3 | F
113 | S11DM136. | 0.1353 | 287 | 18.4(1.1") | 136 | 6.2 | C | [8 empty] | 114 | SDM35F48. | 0.92 | 128 | 44（35mm Full） | 48 | 17.2 | F
114 | S11DM150. | 0.123 | 300 | 18.4(1.1") | 150 | 6.2 | C | [8 empty] | 115 | SDM35F48S. | 0.92 | 138 | 44（35mm Full） | 48 | 25.9 | F
115 | S11DM170. | 0.1082 | 317 | 18.4(1.1") | 170 | 6.2 | C | [8 empty] | 116 | SDM35F56. | 0.785 | 138 | 44（35mm Full） | 56 | 14.8 | F
116 | S11DM190. | 0.097 | 330 | 18.4(1.1") | 190 | 6.2 | C | [8 empty] | 117 | SDM35F59. | 0.746 | 85±1 | 44（35mm Full） | 59 | 10.3 | F
117 | S11DM216. | 0.0852 | 372 | 18.4(1.1") | 216 | 6.2 | C | [8 empty] | 118 | SDM35F64. | 0.688 | 189 | 44（35mm Full） | 64 | 25.9 | F
118 | S11DM240H. | 0.077 | 410 | 18.4(1.1") | 240 | 6.2 | C | [8 empty] | 119 | SDM35F72. | 0.611 | 178 | 44（35mm Full） | 72 | 12.9 | F
119 | S11DM268. | 0.0687 | 437 | 18.4(1.1") | 268 | 6.2 | C | [8 empty] | 120 | SDM35F80. | 0.55 | 228 | 44（35mm Full） | 80 | 25.9 | F
120 | S11DM300. | 0.061 | 465 | 18.4(1.1") | 300 | 6.2 | C | [8 empty] | 121 | SDM35F90. | 0.489 | 208 | 44（35mm Full） | 90 | 11.5 | F
[16 empty] | 122 | SDM35F100. | 0.44 | 258 | 44（35mm Full） | 100 | 17.2 | F
121 | S43DM26. | 0.923 | 73 | 24(4/3") | 26 | 12.5 | M58 | [8 empty] | 123 | SDM35F110. | 0.3964 | 263 | 44（35mm Full） | 110 | 9.3 | F
122 | S43DM36. | 0.67 | 110 | 24(4/3") | 36 | 11.3 | M58 | [8 empty] | 124 | SDM35F120. | 0.367 | 280 | 44（35mm Full） | 120 | 14.8 | F
123 | S43DM42. | 0.571 | 118 | 24(4/3") | 42 | 9.4 | M58 | [8 empty] | 125 | SDM35F136. | 0.3206 | 287 | 44（35mm Full） | 136 | 7.9 | F
124 | S43DM48. | 0.5 | 128 | 24(4/3") | 48 | 9.4 | M58 | [8 empty] | 126 | SDM35F150. | 0.293 | 300 | 44（35mm Full） | 150 | 14.8 | F
125 | S43DM56. | 0.429 | 138 | 24(4/3") | 56 | 8.1 | M58 | [8 empty] | 127 | SDM35F170. | 0.2565 | 317 | 44（35mm Full） | 170 | 6 | F
126 | S43DM64H. | 0.375 | 158 | 24(4/3") | 64 | 7.5 | M58 | [8 empty] | 128 | SDM35F190. | 0.23 | 330 | 44（35mm Full） | 190 | 10.3 | F
127 | S43DM72. | 0.333 | 178 | 24(4/3") | 72 | 7.5 | M58 | [8 empty] | 129 | SDM35F216. | 0.2019 | 372 | 44（35mm Full） | 216 | 10.4 | F
128 | S43DM80H. | 0.3 | 228 | 24(4/3") | 80 | 7.5 | M58 | [8 empty] | 130 | SDM35F240. | 0.183 | 410 | 44（35mm Full） | 240 | 10.3 | F
129 | S43DM90. | 0.267 | 208 | 24(4/3") | 90 | 7.5 | M58 | [8 empty] | 131 | SDM35F268. | 0.1627 | 437 | 44（35mm Full） | 268 | 6 | F
130 | S43DM100. | 0.24 | 258 | 24(4/3") | 100 | 9.4 | M58 | [8 empty] | 132 | SDM35F300. | 0.147 | 465 | 44（35mm Full） | 300 | 10.3 | F
131 | S43DM110. | 0.2182 | 263 | 24(4/3") | 110 | 7.5 | M58
132 | S43DM120. | 0.2 | 280 | 24(4/3") | 120 | 8.1 | M58
133 | S43DM136. | 0.1765 | 287 | 24(4/3") | 136 | 7.5 | M58
134 | S43DM150. | 0.16 | 300 | 24(4/3") | 150 | 8.1 | M58
135 | S43DM170. | 0.1411 | 317 | 24(4/3") | 170 | 7.5 | M58
136 | S43DM190. | 0.126 | 330 | 24(4/3") | 190 | 7.5 | M58
137 | S43DM216. | 0.1111 | 372 | 24(4/3") | 216 | 7.5 | M58
138 | S43DM240H. | 0.1 | 410 | 24(4/3") | 240 | 7.5 | M58
139 | S43DM268. | 0.0896 | 437 | 24(4/3") | 268 | 7.5 | M58
140 | S43DM300. | 0.08 | 465 | 24(4/3") | 300 | 7.5 | M58
141 | S175DM26. | 1.115 | 73 | 29(1.75") | 26 | 15 | M58
142 | S175DM36. | 0.806 | 110 | 29(1.75") | 36 | 13.5 | M58
143 | S175DM42. | 0.69 | 118 | 29(1.75") | 42 | 11.4 | M58
144 | S175DM48. | 0.604 | 128 | 29(1.75") | 48 | 11.3 | M58
145 | S175DM56. | 0.518 | 138 | 29(1.75") | 56 | 9.7 | M58
146 | S175DM64H. | 0.453 | 158 | 29(1.75") | 64 | 8.5 | M58
147 | S175DM72. | 0.403 | 178 | 29(1.75") | 72 | 8.5 | M58
148 | S175DM80H. | 0.363 | 228 | 29(1.75") | 80 | 6.8 | M58
149 | S175DM90. | 0.322 | 208 | 29(1.75") | 90 | 8.5 | M58
150 | S175DM100. | 0.29 | 258 | 29(1.75") | 100 | 11.3 | M58
151 | S175DM110. | 0.2636 | 263 | 29(1.75") | 110 | 6.8 | M58
152 | S175DM120. | 0.242 | 280 | 29(1.75") | 120 | 9.7 | M58
153 | S175DM136. | 0.2132 | 287 | 29(1.75") | 136 | 6.8 | M58
154 | S175DM150. | 0.193 | 300 | 29(1.75") | 150 | 9.7 | M58
155 | S175DM170. | 0.1706 | 317 | 29(1.75") | 170 | 6.8 | M58
156 | S175DM190. | 0.153 | 330 | 29(1.75") | 190 | 6.8 | M58
157 | S175DM216. | 0.1343 | 372 | 29(1.75") | 216 | 6.8 | M58
158 | S175DM240H. | 0.121 | 410 | 29(1.75") | 240 | 6.8 | M58
159 | S175DM268. | 0.1082 | 437 | 29(1.75") | 268 | 6.8 | M58
160 | S175DM300. | 0.097 | 465 | 29(1.75") | 300 | 8.5 | M58
161 | S2DM36. | 0.917 | 110 | 33(2") | 36 | 15.5 | M58
162 | S2DM42. | 0.786 | 118 | 33(2") | 42 | 12.9 | M58
163 | S2DM48. | 0.688 | 128 | 33(2") | 48 | 12.9 | M58
164 | S2DM56. | 0.589 | 138 | 33(2") | 56 | 11.1 | M58
165 | S2DM64H. | 0.516 | 158 | 33(2") | 64 | 9.7 | M58
166 | S2DM72. | 0.458 | 178 | 33(2") | 72 | 9.7 | M58
167 | S2DM80H. | 0.413 | 228 | 33(2") | 80 | 7.8 | M58
168 | S2DM90. | 0.367 | 208 | 33(2") | 90 | 8.6 | M58
169 | S2DM100. | 0.33 | 258 | 33(2") | 100 | 12.9 | M58
170 | S2DM110. | 0.3 | 263 | 33(2") | 110 | 7.8 | M58
171 | S2DM120. | 0.275 | 280 | 33(2") | 120 | 11.1 | M58
172 | S2DM136. | 0.2426 | 287 | 33(2") | 136 | 7.8 | M58
173 | S2DM150. | 0.22 | 300 | 33(2") | 150 | 11.1 | M58
174 | S2DM170. | 0.1941 | 317 | 33(2") | 170 | 7.8 | M58
175 | S2DM190. | 0.174 | 330 | 33(2") | 190 | 7.8 | M58
176 | S2DM216. | 0.1528 | 372 | 33(2") | 216 | 7.8 | M58
177 | S2DM240H. | 0.138 | 410 | 33(2") | 240 | 7.8 | M58
178 | S2DM268. | 0.1231 | 437 | 33(2") | 268 | 7.8 | M58
179 | S2DM300. | 0.11 | 465 | 33(2") | 300 | 7.8 | M58
180 | SDM71M36. | 1.083 | 110 | 39 | 36 | 18.3 | M58
181 | SDM71M42. | 0.929 | 118 | 39 | 42 | 15.3 | M58
182 | SDM71M48. | 0.813 | 128 | 39 | 48 | 15.3 | M58
183 | SDM71M56. | 0.696 | 138 | 39 | 56 | 13.1 | M58
184 | SDM71M64H. | 0.609 | 158 | 39 | 64 | 11.5 | M58
185 | SDM71M72. | 0.542 | 178 | 39 | 72 | 11.5 | M58
186 | SDM71M80H. | 0.488 | 228 | 39 | 80 | 6..6 | M58
187 | SDM71M90. | 0.433 | 208 | 39 | 90 | 10.2 | M58
188 | SDM71M100. | 0.39 | 258 | 39 | 100 | 15.3 | M58
189 | SDM71M110. | 0.3545 | 263 | 39 | 110 | 8.3 | M58
190 | SDM71M120. | 0.325 | 280 | 39 | 120 | 13.1 | M58
191 | SDM71M136. | 0.2868 | 287 | 39 | 136 | 7.1 | M58
192 | SDM71M150. | 0.26 | 300 | 39 | 150 | 13.1 | M58
193 | SDM71M170. | 0.2294 | 317 | 39 | 170 | 6.5 | M58
194 | SDM71M190. | 0.205 | 330 | 39 | 190 | 9.2 | M58
195 | SDM71M216. | 0.1806 | 372 | 39 | 216 | 6.5 | M58
196 | SDM71M240H. | 0.163 | 410 | 39 | 240 | 7.5 | M58
197 | SDM71M268. | 0.1455 | 437 | 39 | 268 | 6.5 | M58
198 | SDM71M300. | 0.13 | 465 | 39 | 300 | 6.5 | M58
199 | SDM35FH42. | 1.048 | 118 | 44 | 42 | 17.2 | M58
200 | SDM35FH48. | 0.92 | 128 | 44 | 48 | 17.2 | M58
201 | SDM35FH56. | 0.785 | 138 | 44 | 56 | 14.8 | M58
202 | SDM35FH64H. | 0.688 | 158 | 44 | 64 | 12.9 | M58
203 | SDM35FH72. | 0.611 | 178 | 44 | 72 | 12.9 | M58
204 | SDM35FH80H. | 0.55 | 228 | 44 | 80 | 10.3 | M58
205 | SDM35FH90. | 0.489 | 208 | 44 | 90 | 11.5 | M58
206 | SDM35FH100. | 0.44 | 258 | 44 | 100 | 17.2 | M58
207 | SDM35FH110. | 0.3964 | 263 | 44 | 110 | 9.3 | M58
208 | SDM35FH120. | 0.367 | 280 | 44 | 120 | 14.8 | M58
209 | SDM35FH136. | 0.3206 | 287 | 44 | 136 | 7.9 | M58
210 | SDM35FH150. | 0.293 | 300 | 44 | 150 | 14.8 | M58
211 | SDM35FH170. | 0.2565 | 317 | 44 | 170 | 6 | M58
212 | SDM35FH190. | 0.23 | 330 | 44 | 190 | 10.3 | M58
213 | SDM35FH216. | 0.2019 | 372 | 44 | 216 | 10.4 | M58
214 | SDM35FH240H. | 0.182 | 410 | 44 | 240 | 6 | M58
215 | SDM35FH268. | 0.1627 | 437 | 44 | 268 | 6 | M58
216 | SDM35FH300. | 0.147 | 465 | 44 | 300 | 10.3 | M58
217 | SDM16K80H. | 0.738 | 228 | 59 | 80 | 13.6 | M72
218 | SDM16K90. | 0.656 | 208 | 59 | 90 | 15.4 | M72
219 | SDM16K110. | 0.5364 | 263 | 59 | 110 | 12.6 | M72
220 | SDM16K136. | 0.4338 | 287 | 59 | 136 | 10.7 | M72
221 | SDM16K150. | 0.393 | 300 | 59 | 150 | 19.8 | M72
222 | SDM16K170. | 0.3471 | 317 | 59 | 170 | 8.7 | M72
223 | SDM16K190. | 0.311 | 330 | 59 | 190 | 13.9 | M72
224 | SDM16K216. | 0.2731 | 372 | 59 | 216 | 8.7 | M72
225 | SDM16K240. | 0.246 | 410 | 59 | 240 | 11.6 | M72
226 | SDM16K268. | 0.2201 | 437 | 59 | 268 | 8.7 | M72
227 | SDM16K300. | 0.197 | 465 | 59 | 300 | 9 | M72

## SDA(Manual iris bi-tele)
SDA Standard ( 19 models ) | [7 empty] | SDA Non-standard ( 11 models )
No. | Model | Mag. | W.D | CCD | FOV | Image F/# | Mount | No. | Model | Mag. | W.D | CCD | Image F/# | Mount
1 | S23DA22L | 0.5 | 65 | 11.0(2/3") | 22 | 5 | C | 1 | S23DA28 | 0.4 | 96 | 11.0(2/3") | 10.7 | C
2 | S23DA22C | 0.5 | 65 | 11.0(2/3") | 22 | 5 | C | 2 | S23DA28IR | 0.4 | 96 | 11.0(2/3") | 5 | C
3 | S23DA27.5 | 0.4 | 85 | 11.0(2/3") | 27.5 | 4.5 | C | 3 | S23DA29.7 |  |  | 11.0(2/3") |  | C
4 | S23DA27.5C | 0.4 | 85 | 11.0(2/3") | 27.5 | 4.5 | C | 4 | S43DA42-CAL |  |  | 23(4/3") |  | C
5 | S23DA37 | 0.3 | 110 | 11.0(2/3") | 37 | 3.75 | C | 5 | S2DA10C | 3.36 | 41 | 33（2"） | 14.3 | C
6 | S23DA37C | 0.3 | 110 | 11.0(2/3") | 37 | 3.75 | C | 6 | SDA12Y-62AL | 0.571 | 110 | 35.5 | 4.8 | M58
7 | S23DA66 | 0.166 | 166 | 11.0(2/3") | 66 | 3.3 | C | 7 | SDA16K-35.5AL | 1.75 | 105 | 62 | 7 | M72
8 | SDA430-11.5 | 2 | 39 | 22 | 11.5 | 10 | C | 8 | SDA16K-62-M72-6.5AL |  |  | 62 |  | M72
9 | SDA430-11.5C | 2 | 39 | 22 | 11.5 | 10 | C | 9 | SDA24K88-M72AL |  |  | 62 |  | M72
10 | SDA430-42-C | 0.55 | 83 | 23(4/3") | 42 | 8 | C | 10 | SDA24K88-M90AL |  |  | 88 |  | M90
11 | SDA35F-94AL | 0.462 | 378 | 43.4 | 94 | 8 | M58 | 11 | SDA24K92-M90AL |  |  | 88 |  | M90
12 | SDA35F-94CAL | 0.462 | 378 | 43.4 | 94 | 8 | M58
13 | SDA16K-62AL | 1 | 102 | 62 | 62 | 7 | M72
14 | SDA16K-71AL | 0.853 | 125 | 62 | 71 | 6 | M72
15 | SDA16K-88AL | 0.705 | 125 | 62 | 88 | 5 | M72
16 | SDA24K-62AL | 1.419 | 123 | 88 | 62 | 7 | M95
17 | SDA24K-75AL | 1.173 | 152 | 88 | 75 | 7 | M95
18 | SDA24K-88AL | 1 | 165 | 88 | 88 | 8 | M95
19 | SDA24K-92AL | 1 | 153 | 88 | 91.6 | 8 | M95

## SDL(Light)
SDL Standard ( 20 models ) |  |  |  | SDL Non-standard ( 8 models )
No. | Model | Diameter | W.D | No. | Model | Diameter | W.D
1 | SDL26 | 44 | 23-46 | 1 | SDL16.6 | 34 | 8-16
2 | SDL36 | 54 | 36-72 | 2 | SDL24 | 39 | 14-28
3 | SDL42 | 62 | 40-80 | 3 | SDL29 | 46 | 15-30
4 | SDL48 | 64 | 43-86 | 4 | SDL33 | 52 | 16-32
5 | SDL56 | 78 | 46-92 | 5 | SDL39 | 50 | 20-41
6 | SDL64H | 84 | 63-126 | 6 | SDL59 | 86 | 28-57
7 | SDL72 | 94 | 59-119 | 7 | SDL94 | 136 | 300-380
8 | SDL80H | 104 | 76-152 | 8 | SDLK215 | 248 | 150-210
9 | SDL90 | 120 | 69-139
10 | SDL100 | 142 | 86-172
11 | SDL110 | 142 | 90-180
12 | SDL120 | 160 | 93-186
13 | SDL136 | 169 | 95-190
14 | SDL150 | 188 | 100-200
15 | SDL170 | 212 | 110-210
16 | SDL190 | 230 | 110-220
17 | SDL216 | 260 | 120-250
18 | SDL240H | 286 | 135-270
19 | SDL268 | 318 | 145-290
20 | SDL300 | 376 | 155-310

## SWK(King)
SWK Standard ( 27 models ) | [7 empty] | SWK Non-standard ( 25 models ) | [5 empty] | S1-WK Non-standard ( 17 models )
NO | Model | Mag. | W.D | CCD | Image Max F/# | Mount | NO | Model | Mag. | W.D | CCD | F/# | Mount | NO | Model | Mag. | W.D | CCD | F/# | Mount
1 | SWK04X110W | 0.4 | 110 | 11.0(2/3") | 7 | C | 1 | S1WK0075X220W | 0.075 | 220 | 16(1") | 4.35 | C | 1 | S1-WK08X130W | 0.8 | 130 | 16(1") | 24.1 | C
2 | SWK04X110WC | 0.4 | 110 | 11.0(2/3") | 7 | C | 2 | S125WK014X190W | 0.14 | 190 | 7.2(1/2.5") | 8 | C | 2 | S1-WK10X65W | 1 | 65 | 16(1") | 18 | C
3 | SWK05X110W | 0.5 | 110 | 11.0(2/3") | 14 | C | 3 | S2WK015X220W-M42x0.1 | 0.1536 | 220 | 2" | 10 | M42 | 3 | S1-WK10X110W | 1 | 110±2 | 16(1") | 18.6 | C
4 | SWK05X110WC | 0.5 | 110 | 11.0(2/3") | 14 | C | 4 | S12WK015X320W | 0.15 | 320 | 6(1/2") | 7 | C | 4 | S1-WK10X110WC- | 1 | 110±2 | 16(1") | 18.6 | C
5 | S11WK08X110W | 0.8 | 110 | 18(1.1") | 7.9 | C | 5 | S23WK020X240W | 0.2 | 240 | 11.0(2/3") | 11.3 | C | 5 | S1-WK15X135W | 1.5 | 135 | 16(1") | 23.1 | C
6 | S11WK08X110WC | 0.8 | 110 | 18(1.1") | 7.9 | C | 6 | S18WK022X200W | 0.22 | 200 | 9.0(1/1.8") | 8 | C | 6 | S1-WK20X65W | 2 | 65±1 | 16(1") | 15.9 | C
7 | S11WK10X110W | 1 | 110 | 18.0(1.1") | 7 | C | 7 | S23WK022X200W | 0.22 | 200 | 11.0(2/3") | 10 | C | 7 | S1-WK20X65WC | 2 | 65±1 | 16(1") | 15.9 | C
8 | S11WK10X110WC | 1 | 110 | 18.0(1.1") | 7 | C | 8 | S23WK022X220W | 0.22 | 220 | 11.0(2/3") | 10 | C | 8 | S1-WK20X65WC-D28 | 2 | 65±1 | 16(1") | 25.7 | C
9 | S11WK15X110W | 1.5 | 110 | 18.0(1.1") | 10 | C | 9 | S23WK022X220WN | 0.22 | 220 | 11.0(2/3") | 10 | C | 9 | S1-WK20X65WC-D40 | 2 | 65±1 | 16(1") | 17.9 | C
10 | S11WK15X110WC | 1.5 | 110 | 18.0(1.1") | 10 | C | 10 | S1WK0275X190W | 0.275 | 190 | 16.0(1") | 8 | C | 10 | S1-WK20X110W | 2 | 110±2 | 16(1") | 24.5 | C
11 | S11WK20X110W | 2 | 110 | 18.0(1.1") | 13.5 | C | 11 | S1WK0275X220W | 0.275 | 220 | 16.0(1") | 8 | C | 11 | S1-WK20X110WC | 2 | 110±2 | 16(1") | 24.5 | C
12 | S11WK20X110WC | 2 | 110 | 18.0(1.1") | 13.5 | C | 12 | S18WK03X180W | 0.3 | 180 | 9.0(1/1.8") | 8 | C | 12 | S1-WK30X65W | 3 | 65±1 | 16(1") | 20.9 | C
13 | S11WK30X110W | 3 | 110 | 18.0(1.1") | 20.1 | C | 13 | S23WK03X180W | 0.3 | 180 | 11.0(2/3") | 10 | C | 13 | S1-WK30X65WC | 3 | 65±1 | 16(1") | 20.9 | C
14 | S11WK30X110WC | 3 | 110 | 18.0(1.1") | 20.1 | C | 14 | S23WK03X180WC | 0.3 | 180 | 11.0(2/3") | 10 | C | 14 | S1-WK30X110W | 3 | 110±2 | 16(1") | 34.6 | C
[7 empty] | 15 | S23WK03X220W | 0.3 | 220 | 11.0(2/3") | 13.6 | C | 15 | S1-WK30X110WC | 3 | 110±2 | 16(1") | 34.6 | C
15 | S11WK022X220W | 0.22 | 220 | 18.0(1.1") | 8 | C | 16 | S23WK03X220WC | 0.3 | 220 | 11.0(2/3") | 13.6 | C | 16 | S1-WK40X110W | 4 | 110±2 | 16(1") | 37.6 | C
16 | S11WK023X220W | 0.23 | 220 | 18.0(1.1") | 8 | C | 17 | S1WK0345X220W | 0.345 | 220 | 16.0(1") | 8 | C | 17 | S1-WK40X110WC-110 | 4 | 110±2 | 16(1") | 37.6 | C
17 | S11WK0246X220W | 0.246 | 220 | 18.0(1.1") | 8 | C | 18 | S11WK05X220WG | 0.5 | 220 | 18.0(1.1") | 7 | C
18 | S11WK0275X220W | 0.275 | 220 | 18.0(1.1") | 8 | C | 19 | S1WK055X220W | 0.55 | 220 | 16(1") | 8 | C
19 | S1WK0345X220W | 0.345 | 220 | 16.0(1") | 8 | C | 20 | S11WK10X110WD55 | 1 | 110±2 | 18.0(1.1") | 12.8 | C
20 | S1WK0367X220W | 0.367 | 220 | 16.0(1") | 8 | C | 21 | S11WK20X110WCD40 | 2 | 110±2 | 18.0(1.1") | 27.5 | C
21 | S1WK0367X220W | 0.367 | 220 | 16.0(1") | 8 | C | 22 | S11WK13X80W | 1.3 | 80 | 18.0(1.1") | 8.4 | C
22 | S1WK046X220W | 0.46 | 220 | 16.0(1") | 11.6 | C | 23 | S11WK13X80WC | 1.3 | 80 | 18.0(1.1") | 9.4 | C
23 | S1WK046X220WC | 0.46 | 220 | 16.0(1") | 11.6 | C | 24 | S11WK13X98W | 1.3 | 98 | 18.0(1.1") | 10.4 | C
24 | S1WK05W220W | 0.5 | 220 | 16.0(1") | 8 | C | 25 | S11WK13X98WC | 1.3 | 98 | 18.0(1.1") | 11.4 | C
25 | S1WK05X220WC | 0.5 | 220 | 16.0(1") | 8 | C
26 | S11WK055X220W | 0.55 | 220 | 18.0(1.1") | 10.1 | C
27 | S11WK055X220WC | 0.55 | 220 | 18.0(1.1") | 10.1 | C

## SWH(High)
SWH Standard Model ( 54 models ) | [6 empty] | SWH Standard Model ( 67 models ) | [5 empty] | SWH Non-standard Model ( 183 models )
NO | Model | Mag. | W.D | CCD | Image F/# | Marks | NO | Model | Mag. | W.D | CCD | Image F/# | NO | Model | Mag.β | W.D(mm) | FNO. | MAX CCD
1 | SWH08X65W | 0.8 | 65 | 11.0(2/3") | 10 |  | 1 | S125WH022X250W | 0.22 | 250 | 7.2(1/2.5") | 13.3 | 1 | S125WH0092X330W | 0.092 | 330 | 12.2 | 7.2(1/2.5")
2 | SWH08X65WC | 0.8 | 65 | 11.0(2/3") | 10 |  | 2 | SWH045X135W | 0.45 | 135 | 11(2/3") | 15.3 | 2 | SWH01X290W | 0.1 | 290 | 11.9 | 11(2/3")
3 | SWH10X65W | 1 | 65 | 11.0(2/3") | 11.1 |  | 3 | SWH045X135WC | 0.45 | 135 | 11(2/3") | 15.3 | 3 | SWH011X580W | 0.11 | 580 | 12 | 11(2/3")
4 | SWH10X65WC | 1 | 65 | 11.0(2/3") | 11.1 |  | 4 | S13WH05X65W | 0.5 | 65 | 6(1/3") | 9.6 | 4 | SWH011X660W | 0.11 | 660 | 11.2 | 11(2/3")
5 | SWH15X65W | 1.5 | 65 | 11.0(2/3") | 12.5 |  | 5 | S13WH05X65WC | 0.5 | 65 | 6(1/3") | 9.6 | 5 | SWH012X250W | 0.12 | 250 | 12.2 | 8(1/2")
6 | SWH15X65WC | 1.5 | 65 | 11.0(2/3") | 12.5 |  | 6 | SWH05X65WC | 0.5 | 65 | 11(2/3") | 5 | 6 | SWH012X300W | 0.12 | 300 | 10 | 8(1/2")
7 | SWH20X65W | 2 | 65 | 11.0(2/3") | 13.2 |  | 7 | SWH05X150WS | 0.5 | 150 | 11(2/3") | 13.4 | 7 | SWH012X340W | 0.12 | 340 | 10 | 8(1/2")
8 | SWH20X65WC | 2 | 65 | 11.0(2/3") | 13.2 |  | 8 | SWH05X180W | 0.5 | 180 | 11(2/3") | 10 | 8 | SWH012X455W | 0.12 | 455 | 12.9 | 11(2/3")
9 | SWH30X65W | 3 | 65 | 11(2/3") | 20.2 |  | 9 | S12WH05X180WC | 0.5 | 180 | 8(1/2") | 10 | 9 | S12WH012X650W
10 | SWH30X65WC | 3 | 65 | 11(2/3") | 20.2 |  | 10 | S12WH05X190W | 0.5 | 190 | 8(1/2") | 16.3 | 10 | SWH0125X270W | 0.125 | 270 | 12.2 | 11(2/3")
11 | SWH40X65W | 4 | 65 | 11(2/3") | 17.9 |  | 11 | S125WH05X260WC | 0.5 | 260 | 7.2(1/2.5") | 16.4 | 11 | SWH014X250W | 0.14 | 250 | 11 | 11(2/3")
12 | SWH40X65WC | 4 | 65 | 11(2/3") | 17.9 |  | 12 | S12WH05X350W | 0.5 | 350 | 8(1/2") | 17.6 | 12 | SWH014X300W | 0.14 | 300 | 10 | 7.2(1/2.5")
13 | SWH60X65W | 6 | 65 | 11(2/3") | 24.6 |  | 13 | S12WH05X350WC | 0.5 | 350 | 8(1/2") | 17.6 | 13 | S125WH014X420W | 0.14 | 420 | 8 | 7.2(1/2.5")
14 | SWH60X65WC | 6 | 65 | 11(2/3") | 24.6 |  | 14 | S12WH05X450CS | 0.5 | 450 | 8(1/2") | 11.8 | 14 | SWH014X600W | 0.14 | 600 | 17 | 11(2/3")
15 | S18WH03X110W | 0.3 | 110 | 9.0(1/1.8") | 9 |  | 15 | SWH075X65WC | 0.75 | 65 | 11(2/3") | 10.6 | 15 | S1WH014X650W | 0.14 | 600 | 15 | 16(1")
16 | S18WH03X110WC | 0.3 | 110 | 9.0(1/1.8") | 9 |  | 16 | SWH08X110W | 0.8 | 110 | 11.0(2/3") | 11.0 | 16 | SWH014X700W | 0.14 | 700 | 9.3 | 11(2/3")
17 | SWH05X110W | 0.5 | 110 | 11.0(2/3") | 9.6 |  | 17 | SWH08X110WC | 0.8 | 110 | 11.0(2/3") | 11.0 | 17 | S125WH015X200W | 0.15 | 200 | 8.5 | 7.2(1/2.5")
18 | SWH05X110WG | 0.5 | 110 | 11.0(2/3") | 9.6 |  | 18 | SWH08X180W | 0.8 | 180 | 11(2/3") | 10 | 18 | SWH015X205W | 0.15 | 205 | 12.5 | 11(2/3")
19 | SWH05X110WC | 0.5 | 110 | 11.0(2/3") | 9.6 |  | 19 | SWH08X180WC | 0.8 | 180 | 11(2/3") | 10 | 19 | S125WH015X260W | 0.15 | 260 | 16 | 7.2(1/2.5")
20 | SWH05X110WCG | 0.5 | 110 | 11.0(2/3") | 9.6 |  | 20 | SWH08X350WCIR | 0.8 | 350 | 11(2/3") | 15.5 | 20 | S12WH015X355W | 0.15 | 355 | 9 | 8(1/2")
21 | SWH08X110W2 | 0.8 | 110 | 11.0(2/3") | 7.9 | SWHxx-110W2/WC2 is updWed, support 5MP | 21 | SWH10X110W | 1 | 110 | 11.0(2/3") | 10.7 | 21 | S12WH015X450W | 0.15 | 450 | 8.3 | 8(1/2")
22 | SWH08X110WC2 | 0.8 | 110 | 11.0(2/3") | 7.9 |  | 22 | SWH10X110WC | 1 | 110 | 11.0(2/3") | 10.7 | 22 | SWH015X680W | 0.15 | 680 | 10.5 | 11(2/3")
23 | SWH10X110W2 | 1 | 110 | 11.0(2/3") | 7 |  | 23 | SWH10X110WCIR | 1 | 110 | 11(2/3") | 9.8 | 23 | SWH015X680W-D85 | 0.15 | 680 | 8.7 | 11(2/3")
24 | SWH10X110WG | 1 | 110 | 11.0(2/3") | 10.7 |  | 24 | S12WH10X120WCS | 1 | 120 | 8(1/2") | 9.8 | 24 | SWH016X210W | 0.16 | 210 | 11.4 | 11(2/3")
25 | SWH10X110WC2 | 1 | 110 | 11.0(2/3") | 7 |  | 25 | S12WH10X180W | 1 | 180 | 8(1/2") | 13 | 25 | SWH016X360W | 0.16 | 360 | 10 | 11(2/3")
26 | SWH10X110WCG | 1 | 110 | 11.0(2/3") | 10.7 |  | 26 | S12WH10X180WC | 1 | 180 | 8(1/2") | 13 | 26 | S12WH016X525W | 0.16 | 525 | 18.3 | 8(1/2")
27 | SWH15X110W2 | 1.5 | 110 | 11.0(2/3") | 10 |  | 27 | SWH10X180W | 1 | 180 | 11(2/3") | 11 | 27 | S12WH016X525W | 0.16 | 525 | 18.3 | 8(1/2")
28 | SWH15X110WC2 | 1.5 | 110 | 11.0(2/3") | 10 |  | 28 | SWH10X180WC | 1 | 180 | 11(2/3") | 11 | 28 | SWH016X525W | 0.16 | 525 | 18.3 | 11(2/3")
29 | SWH20X110W2 | 2 | 110 | 11.0(2/3") | 12.2 |  | 29 | S12WH10X300W | 1 | 300 | 8(1/2") | 21.2 | 29 | SWH016X600W | 0.16 | 600 | 11.8 | 11(2/3")
30 | SWH20X110WG | 2 | 110 | 11.0(2/3") | 18.2 |  | 30 | S12WH10X300WC | 1 | 300 | 8(1/2") | 21.2 | 30 | SWH018X150W | 0.18 | 150 | 12.6 | 11(2/3")
31 | SWH20X110WC2 | 2 | 110 | 11.0(2/3") | 12.2 |  | 31 | SWH10X450W | 1 | 450 | 11(2/3") | 24.6 | 31 | S12WH018X240W
32 | SWH20X110WCG | 2 | 110 | 11.0(2/3") | 18.2 |  | 32 | SWH10X450WC | 1 | 450 | 11(2/3") | 24.6 | 32 | S12WH018X300W | 0.18 | 300 | 8.7 | 8(1/2")
33 | SWH30X110WV2 | 3 | 110 | 11.0(2/3") | 18.3 |  | 33 | SWH10X700W | 1 | 700 | 11(2/3") | 60.9 | 33 | S1WH018X330W | 0.18 | 330 | 18.7 | 16(1")
34 | SWH30X110WCV2 | 3 | 110 | 11.0(2/3") | 18.3 |  | 34 | SWH125X96W | 1.25 | 96 | 11(2/3") | 12 | 34 | SWH018X680W | 0.18 | 680 | 10.5 | 11(2/3")
35 | SWH40X110W | 4 | 110 | 11.0(2/3") | 25.6 |  | 35 | SWH125X96WGL | 1.25 | 96 | 11(2/3") | 12 | 35 | S125WH019X345W | 0.19 | 345 | 8.3 | 7.2(1/2.5")
36 | SWH40X110WC | 4 | 110 | 11.0(2/3") | 25.6 |  | 36 | SWH125X96WC | 1.25 | 96 | 11(2/3") | 12 | 36 | S125WH019X435W | 0.19 | 435 | 8.2 | 7.2(1/2.5")
37 | SWH60X110W | 6 | 110 | 11(2/3") | 38.9 |  | 37 | SWH125X96WCGL | 1.25 | 96 | 11(2/3") | 12 | 37 | S125WH02X113W | 0.2 | 113 | 10 | 7.2(1/2.5")
38 | SWH60X110WC | 6 | 110 | 11(2/3") | 38.9 |  | 38 | S18WH13X200W | 1.3 | 200 | 9(1/1.8") | 30.5 | 38 | SWH02X140W | 0.2 | 140 | 14.4 | 11(2/3")
39 | SWH08X130W | 0.8 | 130 | 11.0(2/3") | 12.6 |  | 39 | S18WH13X200WC | 1.3 | 200 | 9(1/1.8") | 30.5 | 39 | S125WH02X150W | 0.2 | 150 | 10 | 7.2(1/2.5")
40 | SWH08X130WG | 0.8 | 130 | 11.0(2/3") | 12.6 |  | 40 | SWH15X85W | 1.5 | 85 | 11(2/3") | 15.9 | 40 | S18WH02X155W | 0.2 | 155 | 11 | 9(1/1.8")
41 | SWH08X130WC | 0.8 | 130 | 11.0(2/3") | 12.6 |  | 41 | SWH15X85WC | 1.5 | 85 | 11(2/3") | 15.9 | 41 | SWH02X170W | 0.2 | 170 | 12.6 | 11(2/3")
42 | SWH08X130WCG | 0.8 | 130 | 11.0(2/3") | 12.6 |  | 42 | SWH15X110W | 1.5 | 110 | 11(2/3") | 20.1 | 42 | S12WH02X180W | 0.2 | 180 | 10.6 | 8（1/2"）
43 | SWH07X145W | 0.7 | 145 | 11.0(2/3") | 16.8 |  | 43 | SWH15X110WC | 1.5 | 110 | 11(2/3") | 20.1 | 43 | SWH02X300W | 0.2 | 300 | 9.8 | 11(2/3")
44 | SWH07X145WG | 0.7 | 145 | 11.0(2/3") | 16.8 |  | 44 | SWH15X135W | 1.5 | 135 | 11(2/3") | 20.1 | 44 | S17WH02X330W | 0.2 | 330 | 9.4 | 9.5(1/1.7")
45 | SWH07X145WC | 0.7 | 145 | 11.0(2/3") | 16.8 |  | 45 | SWH15X135WC | 1.5 | 135 | 11(2/3") | 20.1 | 45 | SWH02X390W | 0.2 | 390 | 15.6 | 11(2/3")
46 | SWH07X145WCG | 0.7 | 145 | 11.0(2/3") | 16.8 |  | 46 | SWH15X330W | 1.5 | 330 | 11(2/3") | 30.2 | 46 | S1WH02X550W | 0.2 | 550 | 13.6 | 16(1")
47 | S12WH05X510W | 0.5 | 510 | 8.0(1/2") | 14.2 |  | 47 | SWH15X330WC | 1.5 | 330 | 11(2/3") | 30.2 | 47 | S43WH02X570W | 0.2 | 570 | 20 | 24(4/3")
48 | S12WH05X510WC | 0.5 | 510 | 8.0(1/2") | 14.2 |  | 48 | S13WH15X410W | 1.5 | 410 | 6(1/3") | 40 | 48 | S1WH02X590W | 0.2 | 590 | 13.5 | 16(1")
49 | SWH10X330W | 1 | 330 | 11.0(2/3") | 28.6 |  | 49 | SWH15X410W | 1.5 | 410 | 11(2/3") | 40 | 49 | SWH02X620W | 0.2 | 620 | 13.4 | 11(2/3")
50 | SWH10X330WC | 1 | 330 | 11.0(2/3") | 28.6 |  | 50 | SWH15X410WC | 1.5 | 410 | 11(2/3") | 40 | 50 | SWH02X625W | 0.2 | 625 | 13.5 | 11(2/3")
51 | S12WH10X410W | 1 | 410 | 8.0(1/2") | 17.9 |  | 51 | SWH20X110W | 2 | 110 | 11.0(2/3") | 18.2 | 51 | S12WH02X650W | 0.2 | 650 | 10 | 8（1/2"）
52 | S12WH10X410WC | 1 | 410 | 8.0(1/2") | 17.9 |  | 52 | SWH20X110WC | 2 | 110 | 11.0(2/3") | 18.2 | 52 | SWH021X520WIR | 0.21 | 520 | 14.5 | 11(2/3")
53 | S12WH10X510W | 1 | 510 | 8.0(1/2") | 25.7 |  | 53 | SWH20X135W | 2 | 135 | 11(2/3") | 22.5 | 53 | S12WH022X145W | 0.22 | 145 | 11.5 | 8(1/2")
54 | S12WH10X510WC | 1 | 510 | 8.0(1/2") | 25.7 |  | 54 | SWH20X135WC | 2 | 135 | 11(2/3") | 22.5 | 54 | S12WH022X160W | 0.22 | 160 | 13.4 | 8（1/2"）
[7 empty] | 55 | S1WH20X180W | 2 | 180 | 16(1") | 16 | 55 | SWH022X235W | 0.22 | 235 | 14.1 | 11(2/3")
[7 empty] | 56 | S1WH20X180WC | 2 | 180 | 16(1") | 16 | 56 | SWH022X275W | 0.22 | 275 | 11.3 | 11(2/3")
[7 empty] | 57 | SWH20X200W | 2 | 200 | 11(2/3") | 38.1 | 57 | S125WH022X280W | 0.22 | 280 | 13.3 | 7.2（1/2.5"）
[7 empty] | 58 | S125WH20X200W | 2 | 200 | 7.2(1/2.5") | 29.6 | 58 | SWH022X300W | 0.22 | 300 | 10.4 | 11(2/3")
[7 empty] | 59 | SWH20X200WC | 2 | 200 | 11(2/3") | 38.1 | 59 | SWH022X580W | 0.22 | 580 | 12.5 | 11(2/3")
[7 empty] | 60 | S125WH20X200WC | 2 | 200 | 7.2(1/2.5") | 29.6 | 60 | SWH022X820W
[7 empty] | 61 | SWH20X330W | 2 | 330 | 11(2/3") | 45 | 61 | SWH024X490W | 0.24 | 490 | 10 | 11(2/3")
[7 empty] | 62 | SWH20X330WC | 2 | 330 | 11(2/3") | 45 | 62 | S18WH025X200W | 0.25 | 200 | 13.7 | 9(1/1.8")
[7 empty] | 63 | SWH25-300W | 2.5 | 300 | 11(2/3") | 42.3 | 63 | S18WH025X285W
[7 empty] | 64 | SWH25-300WC | 2.5 | 300 | 11(2/3") | 41 | 64 | S18WH025X330W | 0.25 | 330 | 14.4 | 9(1/1.8")
[7 empty] | 65 | S18WH30X250WC | 3 | 250 | 9(1/1.8") | 49.4 | 65 | S43WH025X330W | 0.25 | 330 | 41.1 | 22.5(4/3")
[7 empty] | 66 | SWH75X65W | 7.5 | 65 | 11(2/3") | 32 | 66 | S18WH025X400W | 0.25 | 400 | 9.6 | 9(1/1.8")
[7 empty] | 67 | SWH75X65WC | 7.5 | 65 | 11(2/3") | 32 | 67 | S18WH025X415W | 0.25 | 415 | 9.9 | 9(1/1.8")
[13 empty] | 68 | S43WH025X415W | 0.25 | 415 | 24.6 | 22.5(4/3")
[13 empty] | 69 | S125WH026X110W | 0.26 | 110 | 8.1 | 7.2（1/2.5"）
[13 empty] | 70 | SWH027X120W | 0.27 | 120 | 14.3 | 11(2/3")
[13 empty] | 71 | S12WH027X220W | 0.27 | 220 | 8.3 | 8(1/2")
[13 empty] | 72 | S1WH028X680W | 0.28 | 680 | 11.8 | 16(1")
[13 empty] | 73 | S18WH03X110W | 0.3 | 110 | 13.4 | 9(1/1.8")
[13 empty] | 74 | S12WH03X130W | 0.3 | 130 | 11.3 | 8(1/2")
[13 empty] | 75 | SWH03X168W | 0.3 | 168 | 9 | 11(2/3")
[13 empty] | 76 | S12WH03X180W | 0.3 | 180 | 11.3 | 8(1/2")
[13 empty] | 77 | SWH03X193W | 0.3 | 190 | 10.1 | 11(2/3")
[13 empty] | 78 | S1WH03X193W | 0.3 | 190 | 16.8 | 16(1")
[13 empty] | 79 | SWH03X240W
[13 empty] | 80 | SWH03X240W | 0.3 | 240 | 9.5 | 11(2/3")
[13 empty] | 81 | SWH03X260W
[13 empty] | 82 | SWH03X260WS | 0.3 | 260 | 13.4 | 11(2/3")
[13 empty] | 83 | SWH03X300W | 0.3 | 300 | 11.3 | 11(2/3")
[13 empty] | 84 | SWH03X300WIR | 0.3 | 300 | 11.3 | 11(2/3")
[13 empty] | 85 | S1WH03X360W | 0.3 | 360 | 12.9 | 16(1")
[13 empty] | 86 | SWH03X420W | 0.3 | 420 | 13.9 | 11(2/3")
[13 empty] | 87 | SWH03X450WIR | 0.3 | 450 | 9.2 | 11(2/3")
[13 empty] | 88 | SWH03X460W | 0.3 | 460 | 11.6 | 11(2/3")
[13 empty] | 89 | SWH03X470W | 0.3 | 470 | 15.8 | 11(2/3")
[13 empty] | 90 | S125WH03X560W | 0.3 | 560 | 15.4 | 7.2（1/2.5"）
[13 empty] | 91 | S125WH03X650W | 0.3 | 650 | 21.2 | 7.2（1/2.5"）
[13 empty] | 92 | S14WH032-98W
[13 empty] | 93 | SWH033X560W
[13 empty] | 94 | SWH033X560WL
[13 empty] | 95 | SWH035X560W | 0.35 | 560 | 11.7 | 11(2/3")
[13 empty] | 96 | S1WH035X560W | 0.35 | 560 | 12.5 | 16(1")
[13 empty] | 97 | S43WH035X330W | 0.35 | 330 | 15.4 | 24(4/3")
[13 empty] | 98 | SWH035X430W | 0.35 | 430 | 12.3 | 11(2/3")
[13 empty] | 99 | SWH038X120W | 0.38 | 120 | 11.6 | 11(2/3")
[13 empty] | 100 | SWH04X65W | 0.4 | 65 | 14.4 | 11(2/3")
[13 empty] | 101 | S125WH04X113W | 0.4 | 113 | 13.4 | 7.2（1/2.5"）
[13 empty] | 102 | SWH04X150W | 0.4 | 150 | 8.5 | 11(2/3")
[13 empty] | 103 | S125WH04X190W | 0.4 | 190 | 8.5 | 7.2（1/2.5"）
[13 empty] | 104 | SWH04X230W | 0.4 | 230 | 13.8 | 11(2/3")
[13 empty] | 105 | SWH04X240WIR | 0.4 | 240 | 12.1 | 11(2/3")
[13 empty] | 106 | SWH04X300W | 0.4 | 300 | 8.5 | 11(2/3")
[13 empty] | 107 | S43WH04X300W | 0.4 | 300 | 15 | 4/3"(22.5)
[13 empty] | 108 | SWH04X310W | 0.4 | 310 | 15 | 11(2/3")
[13 empty] | 109 | S11WH04X320W | 0.4 | 320 | 12.4 | 18(1.1")
[13 empty] | 110 | SWH04X400W | 0.4 | 400 | 14.3 | 11(2/3")
[13 empty] | 111 | SWH04X600W | 0.4 | 600 | 19.9 | 11(2/3")
[13 empty] | 112 | S1WH04X650W | 0.4 | 650 | 14 | 16(1")
[13 empty] | 113 | S13WH044X120WC | 0.44 | 120 | 12 | 1/3"
[13 empty] | 114 | SWH044X240W | 0.44 | 240 | 10 | 11(2/3")
[13 empty] | 115 | S18WH045X48W | 0.45 | 48 | 11.7 | 9(1/1.8")
[13 empty] | 116 | SWH045X160W | 0.45 | 160 | 9.4 | 11(2/3")
[13 empty] | 117 | SWH047X400W
[13 empty] | 118 | SWH048X240W-D60 | 0.48 | 240 | 16.3 | 11(2/3")
[13 empty] | 119 | SWH05X65W | 0.5 | 65 | 13.1 | 2/3"(11)
[13 empty] | 120 | S125WH05X170W | 0.5 | 170 | 9.3 | 7.2（1/2.5"）
[13 empty] | 121 | S125WH05X200W | 0.5 | 200 | 11.2 | 7.2（1/2.5"）
[13 empty] | 122 | S125WH05X225W | 0.5 | 225 | 9 | 7.2（1/2.5"）
[13 empty] | 123 | S1WH05X240W | 0.5 | 240 | 12.5 | 16(1")
[13 empty] | 124 | S18WH05X260WC | 0.5 | 260 | 13.1 | 9(1/1.8")
[13 empty] | 125 | S12WH05X300WC | 0.5 | 300 | 25 | 8(1/2")
[13 empty] | 126 | SWH05X300W | 0.5 | 300 | 13.7 | 11（2/3"）
[13 empty] | 127 | S12WH05X330WCIR | 0.5 | 330 | 11.9 | 8(1/2")
[13 empty] | 128 | SWH05X330W | 0.5 | 330 | 12.2 | 11(2/3")
[13 empty] | 129 | SWH05X330W | 0.5 | 330 | 9.8 | 11（2/3"）
[13 empty] | 130 | SWH05X360W | 0.5 | 360 | 38.3 | 4/3"(22.5)
[13 empty] | 131 | SWH05X390W | 0.5 | 390 | 18.1 | 11(2/3")
[13 empty] | 132 | SWH05X390WD | 0.5 | 390 | 13.7 | 11(2/3")
[13 empty] | 133 | SWH05X550W
[13 empty] | 134 | SWH05X580W
[13 empty] | 135 | S1WH05X600W | 0.5 | 600 | 32.8 | 16(1")
[13 empty] | 136 | S1WH05X730W | 0.5 | 730 | 35.8 | 16(1")
[13 empty] | 137 | SWH052X280W | 0.52 | 280 | 18 | 11(2/3")
[13 empty] | 138 | SWH055X100W | 0.55 | 100 | 23.1 | 11(2/3")
[13 empty] | 139 | S1WH055X140W | 0.55 | 140 | 19.6 | 16（1")
[13 empty] | 140 | S1WH055X300W | 0.55 | 300 | 13.9 | 16(1")
[13 empty] | 141 | SWH06X100W | 0.6 | 100 | 12.5 | 11(2/3")
[13 empty] | 142 | SWH06X125W | 0.6 | 125 | 15 | 11(2/3")
[13 empty] | 143 | S1WH06X195W | 0.6 | 195 | 14.4 | 16（1"）
[13 empty] | 144 | S1WH06X220W | 0.6 | 220 | 12.9 | 16（1"）
[13 empty] | 145 | SWH06X300WIR | 0.6 | 300 | 19.9 | 11(2/3")
[13 empty] | 146 | SWH06X300WIR | 0.6 | 300 | 19.9 | 11(2/3")
[13 empty] | 147 | SWH06X450W | 0.6 | 450 | 20.8 | 11(2/3")
[13 empty] | 148 | SWH06X510W | 0.6 | 510 | 23.5 | 11(2/3")
[13 empty] | 149 | S43WH065X360W | 0.65 | 360 | 36.3 | 4/3"(22.5)
[13 empty] | 150 | SWH07X100W | 0.7 | 100 | 18.2 | 11(2/3")
[13 empty] | 151 | S1WH07X135W | 0.7 | 135 | 15.5 | 16（1")
[13 empty] | 152 | SWH07X200W | 0.7 | 200 | 17.4 | 11(2/3")
[13 empty] | 153 | SWH07X250W | 0.7 | 250 | 12 | 11(2/3")
[13 empty] | 154 | SWH07X270W | 0.7 | 270 | 28.2 | 11(2/3")
[13 empty] | 155 | SWH07X460W | 0.7 | 460 | 24.5 | 11(2/3")
[13 empty] | 156 | S1WH071X260W | 0.71 | 260 | 17 | 16(1")
[13 empty] | 157 | S43WH075X160W | 0.75 | 160 | 18.2 | 4/3"(22.5)
[13 empty] | 158 | S43WH075X168W | 0.75 | 168 | 13.5 | 23(4/3")
[13 empty] | 159 | SWH075X220WC
[13 empty] | 160 | SWH08X150WIR | 0.8 | 150 | 22.3 | 11(2/3")
[13 empty] | 161 | S1WH08X160W | 0.8 | 160 | 18.2 | 16(1")
[13 empty] | 162 | SWH08X225W | 0.8 | 225 | 16.5 | 11(2/3")
[13 empty] | 163 | SWH08X230W | 0.8 | 230 | 14.7 | 11(2/3")
[13 empty] | 164 | SWH08X250W | 0.8 | 250 | 13.9 | 11(2/3")
[13 empty] | 165 | SWH08X250W | 0.8 | 250 | 20 | 11(2/3")
[13 empty] | 166 | SWH08X250WC | 0.8 | 250 | 20 | 11(2/3")
[13 empty] | 167 | SWH08X300W | 0.8 | 300 | 24 | 11(2/3")
[13 empty] | 168 | SWH08X350WIR | 0.8 | 350 | 15.5 | 11(2/3")
[13 empty] | 169 | SWH08X470W | 0.8 | 470 | 31.3 | 11(2/3")
[13 empty] | 170 | S125WH08X570W | 0.8 | 570 | 23.9 | 7.2(1/2.5")
[13 empty] | 171 | S1WH09X120W | 0.9 | 120 | 14.8 | 16(1")
[13 empty] | 172 | SWH10X150WIR | 1 | 150 | 15 | 11(2/3")
[13 empty] | 173 | SWH10X155W | 1 | 155 | 18 | 11(2/3")
[13 empty] | 174 | SWH10X200W | 1 | 200 | 24.8 | 11(2/3")
[13 empty] | 175 | SWH10X238W | 1 | 238 | 23.8 | 11(2/3")
[13 empty] | 176 | S1WH10X270WD | 1 | 270 | 17.8 | 16(1")
[13 empty] | 177 | SWH10X330AIR | 1 | 330 | 15.6 | 11(2/3")
[13 empty] | 178 | SWH10X330CIR | 1 | 330 | 15.6 | 11(2/3")
[13 empty] | 179 | S18WH10X565WC | 1 | 565 | 29.8 | 9(1/1.8")
[13 empty] | 180 | S125WH13X390WC
[13 empty] | 181 | S125WH20X200W | 2 | 200 | 36.5 | 7.2(1/2.5")
[13 empty] | 182 | SWH20X250C | 2 | 250 | 29 | 11(2/3")
[13 empty] | 183 | S18WH30X250W | 3 | 250 | 49.4 | 9(1/1.8")

## SWL(Economic)
SWL Standard ( 51 models ) | [5 empty] | SWL Non-standard ( 19 models ) | [5 empty] | S-WL Non-standard ( 46 models )
NO | Model | Mag. | W.D | CCD | Image F/# | NO | Model | Mag. | W.D | CCD | Image F/# | NO | Model | Mag. | W.D | CCD | Image F/#
1 | SWL06X65W | 0.6 | 65 | 9.0(1/1.8") | 11.9 | 1 | SWL05X65PW | 0.5 | 65 | 8(1/2") | 6.5 | 1 | SAT05X100W | 0.5 | 100 | 8(1/2") | 11.5
2 | SWL06X65WC | 0.6 | 65 | 9.0(1/1.8") | 11.9 | 2 | SWL05X110WN | 0.5 | 110 | 8(1/2") | 14.5 | 2 | SAT06X70W | 0.6 | 70 | 8(1/2") | 6.8
3 | SWL08X65W | 0.8 | 65 | 8.0(1/2") | 23.9 | 3 | SWL05X150WN | 0.5 | 150 | 8(1/2") |  | 3 | SAT10X75W | 1 | 75 | 8(1/2") | 8.9
4 | SWL08X65WC | 0.8 | 65 | 8.0(1/2") | 23.9 | 4 | SWL08X65W | 0.8 | 65 | 8(1/2") | 25 | 4 | SAT20X50W | 2 | 50 | 8（1/2") | 12.4
5 | SWL10X65WN | 1 | 65 | 8.0(1/2") | 14.8 | 5 | SWL08X110W | 0.8 | 110 | 8(1/2") | 16 | 5 | SEI05X55PWN | 0.5 | 55 | 8(1/2") | 10
6 | SWL10X65WCN | 1 | 65 | 8.0(1/2") | 14.8 | 6 | SWL08X110WN | 0.8 | 110 | 8(1/2") | 8.2 | 6 | SV08X65W | 0.8 | 65 | 8(1/2") | 8.6
7 | SWL15X65W | 1.5 | 65 | 8.0(1/2") | 15.6 | 7 | SWL08X110WC | 0.8 | 110 | 8(1/2") | 16 | 7 | S-WL025X200W | 0.25 | 200 | 8(1/2") | 12.7
8 | SWL15X65WC | 1.5 | 65 | 8.0(1/2") | 15.6 | 8 | SWL08X110WCN | 0.8 | 110 | 8(1/2") | 8.1 | 8 | S-WL03X65W | 0.3 | 65 | 8(1/2") | 15.3
9 | SWL20X65W | 2 | 65 | 8.0(1/2") | 16.5 | 9 | SWL08X150WCN | 0.8 | 150 | 8(1/2") | 10.8 | 9 | S-WL03X120W | 0.3 | 120 | 8(1/2") | 12.9
10 | SWL20X65WC | 2 | 65 | 8.0(1/2") | 16.5 | 10 | SWL10X75W | 1 | 75 | 8(1/2") | 16.8 | 10 | S-WL03X150W | 0.3 | 150 | 8(1/2") | 11.5
11 | SWL30X65W | 3 | 65 | 8.0(1/2") | 30.5 | 11 | SWL10X75WC | 1 | 75 | 8(1/2") | 16.8 | 11 | S-WL03X250WN | 0.3 | 250 | 8(1/2") | 17.1
12 | SWL30X65WC | 3 | 65 | 8.0(1/2") | 30.5 | 12 | SWL10X110WN | 1 | 110 | 8(1/2") | 11.1 | 12 | S-WL04-65WP | 0.4 | 65 | 8(1/2") | 14.5
13 | SWL40X65W | 4 | 65 | 8.0(1/2") | 36.6 | 13 | SWL10X110WCN | 1 | 110 | 8(1/2") | 11.1 | 13 | S-WL04-110W | 0.4 | 110 | 8(1/2") | 18.4
14 | SWL40X65WC | 4 | 65 | 8.0(1/2") | 36.6 | 14 | SWL20X110WCN | 2 | 110 | 8(1/2") | 18 | 14 | S-WL05X65WS | 0.5 | 65 | 8(1/2") | 21.7
15 | SWL60X65W | 6 | 65 | 8.0(1/2") | 39.2 | 15 | SWL30X110W | 3 | 110 | 8(1/2") | 27.1 | 15 | S-WL05X70PW | 0.5 | 70 | 8(1/2") | 12.8
16 | SWL60X65WC | 6 | 65 | 8.0(1/2") | 39.2 | 16 | SWL35-250W | 3.5 | 250 | 8(1/2") | 73.4 | 16 | S-WL05X105W | 0.5 | 105 | 8(1/2") | 6.7
17 | SWL05X110W | 0.5 | 110 | 8.0(1/2") | 18.8 | 17 | SWL35-250WC | 3.5 | 250 | 8(1/2") | 73.4 | 17 | S-WL05X132A | 0.5 | 130 | 8(1/2") | 9
18 | SWL05X110WC | 0.5 | 110 | 8.0(1/2") | 18.8 | [6 empty] | 18 | S-WL05X150ANC | 0.5 | 150 | 8(1/2") | 13.4
19 | SWL10X110W | 1 | 113 | 8.0(1/2") | 19.7 | [6 empty] | 19 | S-WL05X150WT | 0.5 | 150 | 8(1/2") | 11.3
20 | SWL10X110WC | 1 | 113 | 8.0(1/2") | 19.7 | [6 empty] | 20 | S-WL05X150W | 0.5 | 150 | 8(1/2") | 13.4
21 | SWL15X110WN | 1.5 | 110 | 8.0(1/2") | 13.6 | [6 empty] | 21 | S-WL05X230W | 0.5 | 230 | 8(1/2") | 13.8
22 | SWL15X110WCN | 1.5 | 110 | 8.0(1/2") | 13.6 | [6 empty] | 22 | S-WL05X300W | 0.5 | 300 | 8(1/2") | 21.7
23 | SWL20X110WS | 2 | 110 | 8.0(1/2") | 31.7 | [6 empty] | 23 | S-WL05X330W | 0.5 | 330 | 8(1/2") | 18.2
24 | SWL20X110WCS | 2 | 110 | 8.0(1/2") | 31.7 | [6 empty] | 24 | S-WL05X350W | 0.5 | 350 | 8(1/2") | 25.2
25 | SWL25-110W | 2.5 | 110 | 8.0(1/2") | 29.9 | [6 empty] | 25 | S-WL07X100W | 0.7 | 100 | 8(1/2") | 16.4
26 | SWL25-110WC | 2.5 | 110 | 8.0(1/2") | 29.9 | [6 empty] | 26 | S-WL075X100W | 0.75 | 100 | 8(1/2") | 21.5
27 | SWL30X110W | 3 | 110 | 8.0(1/2") | 34.2 | [6 empty] | 27 | S-WL08X110W | 0.8 | 110 | 8(1/2") | 17
28 | SWL30X110WC | 3 | 110 | 8.0(1/2") | 34.2 | [6 empty] | 28 | S-WL08X110WS | 0.8 | 110 | 8(1/2") | 22.5
29 | SWL40X110W | 4 | 110 | 8.0(1/2") | 36.3 | [6 empty] | 29 | S-WL08X220W | 0.8 | 220 | 8(1/2") | 16.2
30 | SWL40X110WC | 4 | 110 | 8.0(1/2") | 36.3 | [6 empty] | 30 | S-WL08X220WC | 0.8 | 220 | 6(1/3") | 16.2
31 | SWL08X130W | 0.8 | 130 | 8.0(1/2") | 23.3 | [6 empty] | 31 | S-WL08X300W | 0.8 | 300 | 8(1/2") | 19.2
32 | SWL08X130WC | 0.8 | 130 | 8.0(1/2") | 23.3 | [6 empty] | 32 | S-WL10X40W | 1 | 40 | 8(1/2") | 14.4
33 | SWL08X150W | 0.8 | 150 | 6.0(1/3") | 13.6 | [6 empty] | 33 | S-WL10X40WC | 1 | 40 | 8(1/2") | 14.4
34 | SWL10X150W | 1 | 150 | 8.0(1/2") | 27 | [6 empty] | 34 | S-WL10X90W | 1 | 90 | 8(1/2") | 11.7
35 | SWL10X150WC | 1 | 150 | 8.0(1/2") | 27 | [6 empty] | 35 | S-WL10X160WC | 1 | 160 | 8(1/2") | 19
36 | SWL15X150W | 1.5 | 150 | 8.0(1/2") | 31.7 | [6 empty] | 36 | S-WL10X170W | 1 | 170 | 8(1/2") | 20.4
37 | SWL15X150WC | 1.5 | 150 | 8.0(1/2") | 31.7 | [6 empty] | 37 | S-WL10X180W | 1 | 180 | 8(1/2") | 14.6
38 | SWL20X150W | 2 | 150 | 8.0(1/2") | 35.5 | [6 empty] | 38 | S-WL15X190WC | 1.5 | 190 | 8(1/2") | 23
39 | SWL20X150WC | 2 | 150 | 8.0(1/2") | 35.5 | [6 empty] | 39 | S-WL20X80WC | 2 | 80 | 8(1/2") | 23.4
40 | SWL30X150W | 3 | 150 | 8.0(1/2") | 48.5 | [6 empty] | 40 | S-WL20X125WC | 2 | 125 | 8(1/2") | 20.6
41 | SWL30X150WC | 3 | 150 | 8.0(1/2") | 48.5 | [6 empty] | 41 | S-WL20X170WC | 2 | 170 | 8(1/2") | 27.4
42 | SWL40X150W | 4 | 150 | 8.0(1/2") | 47.9 | [6 empty] | 42 | S-WL20X200W | 2 | 200 | 8（1/2") | 32.1
43 | SWL40X150WC | 4 | 150 | 8.0(1/2") | 47.9 | [6 empty] | 43 | S-WL20X200WC | 2 | 200 | 8（1/2") | 32.1
44 | SWL05X250W | 0.5 | 250 | 8.0(1/2") | 15.9 | [6 empty] | 44 | S-WL20X300W | 2 | 300 | 8(1/2") | 48.5
45 | SWL08X250WN | 0.8 | 250 | 8.0(1/2") | 17.5 | [6 empty] | 45 | S-WL20X300WC | 2 | 300 | 8(1/2") | 48.5
46 | SWL10X250W | 1 | 250 | 8.0(1/2") | 20 | [6 empty] | 46 | S-WL40X200WC | 4 | 200 | 8(1/2") | 64.6
47 | SWL10X250WC | 1 | 250 | 6.0(1/3") | 20
48 | SWL15X250W | 1.5 | 250 | 8.0(1/2") | 29.7
49 | SWL15X250WC | 1.5 | 250 | 6.0(1/3") | 29.7
50 | SWL20X250W | 2 | 250 | 8.0(1/2") | 40
51 | SWL20X250WC | 2 | 250 | 6.0(1/3") | 40

## SWS ( Varifocal )
SWS Vari-focal Non-Standard (64 models）
No. | Model | Mag. | W.D | CCD Size
1 | SWS0014X12000W-F | 0.014 | 12000 | 8.0(1/2")
2 | SWS0016X2750W-R | 0.016 | 2750 | 8.0(1/2")
3 | SWS01X410W-F | 0.1 | 410 | 8.0(1/2")
4 | SWS012X725W-R | 0.12 | 725 | 8.0(1/2")
5 | SWS015X200W-F | 0.15 | 200 | 8.0(1/2")
6 | SWS02X200W-FN | 0.2 | 200 | 8.0(1/2")
7 | SWS02X350W-F | 0.2 | 350 | 8.0(1/2")
8 | SWS02X400G | 0.2 | 400 | 8.0(1/2")
9 | SWS02X650W-F | 0.2 | 650 | 8.0(1/2")
10 | SWS023X420W-F | 0.23 | 420 | 8.0(1/2")
11 | SWS028X400W-F | 0.28 | 400 | 8.0(1/2")
12 | SWS028X650W-R | 0.28 | 650 | 8.0(1/2")
13 | SWS03X110W-F | 0.3 | 110 | 8.0(1/2")
14 | SWS035X150W-R | 0.35 | 150 | 8.0(1/2")
15 | SWS04X220W-F | 0.4 | 220 | 8.0(1/2")
16 | SWS05X110W-R | 0.5 | 110 | 8.0(1/2")
17 | SWS05X115W-F | 0.5 | 115 | 8.0(1/2")
18 | SWS05X115W-FN | 0.5 | 115 | 8.0(1/2")
19 | SWS05X130W-R | 0.5 | 130 | 8.0(1/2")
20 | SWS05X150W-F | 0.5 | 150 | 8.0(1/2")
21 | SWS05X200W-F | 0.5 | 200 | 8.0(1/2")
22 | SWS05X200W-FN | 0.5 | 200 | 8.0(1/2")
23 | SWS05X250W-FN | 0.5 | 250 | 8.0(1/2") | s
24 | SWS05X350W-F | 0.5 | 350 | 8.0(1/2")
25 | SWS05X350W-FN | 0.5 | 350 | 8.0(1/2")
26 | SWS05X400W-R | 0.5 | 400 | 8.0(1/2")
27 | SWS05X420W-F | 0.5 | 420 | 8.0(1/2")
28 | SWS05X600W-R | 0.5 | 600 | 8.0(1/2")
29 | SWS05X650W-FP | 0.5 | 650 | 8.0(1/2")
30 | SWS05X650W-R | 0.5 | 650 | 8.0(1/2")
31 | SWS05X800W-FP | 0.5 | 800 | 8.0(1/2")
32 | SWS05X800W-R | 0.5 | 800 | 8.0(1/2")
33 | SWS05X800W-R21 | 0.5 | 800 | 8.0(1/2")
34 | SWS05X800W-RP | 0.5 | 800 | 8.0(1/2")
35 | SWS05X1000W-R | 0.5 | 1000 | 8.0(1/2")
36 | SWS065X90W-R | 0.65 | 90 | 8.0(1/2")
37 | SWS07X420W-F | 0.7 | 420 | 8.0(1/2")
38 | SWS08X55W-F | 0.8 | 55 | 8.0(1/2")
39 | SWS08X60W-F | 0.8 | 60 | 8.0(1/2")
40 | SWS08X180W-F | 0.8 | 180 | 8.0(1/2")
41 | SWS08X200W-FC | 0.8 | 200 | 8.0(1/2")
42 | SWS08X200W-FN | 0.8 | 200 | 8.0(1/2")
43 | SWS085X70W-R | 0.85 | 70 | 8.0(1/2")
44 | SWS10X50W-R | 1 | 50 | 8.0(1/2")
45 | SWS10X100W-F | 1 | 100 | 8.0(1/2")
46 | SWS10X110W-FN | 1 | 110 | 8.0(1/2")
47 | SWS10X120W-R | 1 | 120 | 8.0(1/2")
48 | SWS10X150W-F | 1 | 150 | 8.0(1/2")
49 | SWS10X150W-FN | 1 | 150 | 8.0(1/2")
50 | SWS10X150W-R | 1 | 150 | 8.0(1/2")
51 | SWS10X200W-F | 1 | 200 | 8.0(1/2")
52 | SWS10X300W-F | 1 | 300 | 8.0(1/2")
53 | SWS10X300W-FN | 1 | 300 | 8.0(1/2")
54 | SWS10X380W-F | 1 | 380 | 8.0(1/2")
55 | SWS10X400W-F | 1 | 400 | 8.0(1/2")
56 | SWS10X600W-R | 1 | 600 | 8.0(1/2")
57 | SWS10X700W-F | 1 | 700 | 8.0(1/2")
58 | SWS20X55W-F | 2 | 55 | 8.0(1/2")
59 | SWS20X110W-F | 2 | 110 | 8.0(1/2")
60 | SWS20X150W-R | 2 | 150 | 8.0(1/2")
61 | SWS20X200W-F | 2 | 200 | 8.0(1/2")
62 | SWS20X350W-F | 2 | 350 | 8.0(1/2")
63 | SWS30X170W-F | 3 | 170 | 8.0(1/2")
64 | SWS35X100W-R | 3.5 | 100 | 8.0(1/2")

## SAV(Anti-vibration)
SAV advantages PK FA：Performance better, imaging better, Quality better, Anti-vibration, best for shock application or manipulator
Model | Mag. β(x) | WD(mm) | CCD Format (Φmm) | F/# | NA | E.F.L（mm) | Resolution (um) | MTF30平均值 (lp/mm) | DoF(mm) | TV Dist. % | Illumination （Min） | T.T.L (mm) | Mount | Filter screw
SAV18-00223X696W | 0.0223 | 696 | 9.0(1/1.8") | 6 | 0.00186 | 15.8 | 180.4 | 175 | 965.2 | -0.4607% | 77.2% | 22.2 | C | M30x0.5
SAV18-01X145W | 0.1 | 145 | 9.0(1/1.8") | 6 | 0.00833 | 15.87 | 40.3 | 139 | 48 | -0.2077% | 84.3% | 22.5 | C | M30x0.5
SAV18-01X252W | 0.1 | 252 | 9.0(1/1.8") | 5.6 | 0.00894 | 25.04 | 37.5 | 172 | 44.8 | -0.015% | 92% | 31 | C | M30x0.5
SAV18-0122X210W | 0.122 | 210 | 9.0(1/1.8") | 5.6 | 0.01089 | 24.97 | 30.8 | 168 | 30.1 | -0.068% | 90.7% | 28.4 | C | M30x0.5
SAV18-014X188W | 0.14 | 188 | 9.0(1/1.8") | 5.6 | 0.0125 | 24.97 | 26.8 | 172 | 22.9 | -0.0554% | 93% | 24.5 | C | M30x0.5
SAV18-015X178W | 0.15 | 178 | 9.0(1/1.8") | 5.6 | 0.0125 | 24.97 | 26.8 | 162 | 22.9 | 0.084% | 93% | 24.5 | C | M30x0.5
SAV18-02X66W | 0.2 | 66 | 9.0(1/1.8") | 6 | 0.01667 | 15.85 | 20.1 | 137.8 | 12 | -0.2017% | 90.2% | 23.9 | C | M30x0.5
SAV18-02X130W | 0.2 | 130 | 9.0(1/1.8") | 5.6 | 0.01786 | 24.99 | 18.8 | 152 | 11.2 | -0.037% | 92% | 30 | C | M30x0.5
SAV18-0233X168WS | 0.233 | 168 | 9.0(1/1.8") | 5.6 | 0.02079 | 35.34 | 16.1 | 170 | 8.3 | 0.057% | 90.9% | 42.7 | C | M24x0.5
SAV18-025X108W | 0.25 | 108 | 9.0(1/1.8") | 6.5 | 0.01924 | 24.99 | 17.4 | 148 | 8.3 | 0.0823% | 91.6% | 29 | C | M30x0.5
SAV18-03X39W | 0.3 | 39 | 9.0(1/1.8") | 6 | 0.025 | 15.89 | 13.4 | 119.8 | 5.3 | -0.2572% | 90% | 25.9 | C | M30x0.5
SAV18-04X26W | 0.4 | 26 | 9.0(1/1.8") | 6 | 0.03328 | 15.9 | 10.1 | 116 | 3 | -0.3976% | 93.6% | 26.6 | C | M30x0.5
SAV18-04X108WS | 0.4 | 108 | 9.0(1/1.8") | 6 | 0.0333 | 37.17 | 10.1 | 166 | 3 | -0.0162% | 91.7% | 47.3 | C | M24x0.5
SAV18-05X56W | 0.5 | 56 | 9.0(1/1.8") | 8 | 0.0312 | 24.89 | 10.8 | 136 | 2.6 | -0.034% | 95% | 37 | C | M30x0.5
SAV18-06X106W | 0.6 | 106 | 9.0(1/1.8") | 7.5 | 0.03995 | 45.4 | 8.4 | 140 | 1.7 | 0.0307% | 92.8% | 70.8 | C | M30x0.5
SAV18-09X81W | 0.9 | 81 | 9.0(1/1.8") | 8 | 0.05607 | 45.63 | 6 | 117 | 0.8 | 0.0271% | 92% | 84.5 | C | M30x0.5
SAV18-10X58W | 1 | 58 | 9.0(1/1.8") | 8.5 | 0.05841 | 45 | 5.7 | 78 | 0.7 | -0.008% | 92% | 72.3 | C | M30x0.5
SAV18-10X76W | 1 | 76 | 9.0(1/1.8") | 8.5 | 0.05869 | 45.71 | 5.7 | 106 | 0.7 | -0.0173% | 98.8% | 89.4 | C | M30x0.5
SAV23-01X360W | 0.1 | 360 | 11.0(2/3") | 5.6 | 0.00893 | 34.83 | 37.6 | 116 | 44.8 | -0.089% | 73.4% | 38.3 | C | M30x0.5
SAV23-01X544W | 0.1 | 544 | 11.0(2/3") | 6 | 0.00834 | 52.75 | 40.2 | 126.8 | 48 | -0.0678% | 86.5% | 54 | C | M30x0.5
SAV23-012X310W | 0.12 | 310 | 11.0(2/3") | 5.6 | 0.01062 | 35.22 | 31.6 | 121.5 | 31.6 | 0.03590% | 72.1% | 37.6 | C | M30x0.5
SAV23-02X192W | 0.2 | 192 | 11.0(2/3") | 5.6 | 0.01777 | 35.52 | 18.9 | 124 | 11.2 | -0.028% | 76.8% | 40.7 | C | M30x0.5
SAV23-02X264W | 0.2 | 264 | 11.0(2/3") | 6 | 0.01668 | 47.49 | 20.1 | 114 | 12 | 0.0443% | 81.6% | 54.5 | C | M30x0.5
SAV23-0233X165W | 0.233 | 165 | 11.0(2/3") | 5.6 | 0.02079 | 35.34 | 16.1 | 114 | 8.3 | -0.021% | 77.9% | 42.7 | C | M30x0.5
SAV23-0244X220W | 0.244 | 220 | 11.0(2/3") | 6 | 0.02031 | 46.73 | 21.1 | 104 | 13 | 0.0641% | 85.1% | 55.7 | C | M30x0.5
SAV23-03X88W | 0.3 | 88 | 11.0(2/3") | 6.5 | 0.02305 | 24.99 | 14.6 | 109 | 5.8 | -0.049% | 67.8% | 33.5 | C | M30x0.5
SAV23-03X135W | 0.3 | 135 | 11.0(2/3") | 6 | 0.02493 | 36.61 | 13.5 | 121 | 5.3 | -0.122% | 83% | 45.5 | C | M30x0.5
SAV23-03X183W | 0.3 | 183 | 11.0(2/3") | 6.5 | 0.02313 | 46.28 | 14.5 | 101 | 5.8 | 0.02570% | 88.9% | 57.8 | C | M30x0.5
SAV23-04X68W | 0.4 | 68 | 11.0(2/3") | 6.5 | 0.03075 | 25.06 | 10.9 | 94 | 3.3 | -0.068% | 77.5% | 35.3 | C | M30x0.5
SAV23-04X106W | 0.4 | 106 | 11.0(2/3") | 6 | 0.0333 | 37.17 | 10.1 | 118 | 3 | -0.021% | 82.4% | 49.3 | C | M30x0.5
SAV23-04X144W | 0.4 | 144 | 11.0(2/3") | 6.5 | 0.03077 | 45.81 | 10.9 | 104 | 3.3 | 0.0641% | 85.1% | 62.3 | C | M30x0.5
SAV23-0438X100W | 0.438 | 100 | 11.0(2/3") | 6 | 0.0365 | 37.55 | 9.2 | 130 | 2.5 | -0.0177% | 85.8% | 49.5 | C | M30x0.5
SAV23-05X90W | 0.5 | 90 | 11.0(2/3") | 7 | 0.03574 | 38.01 | 9.4 | 118 | 2.2 | 0.022% | 88.8% | 52.2 | C | M30x0.5
SAV23-05X121W | 0.5 | 121 | 11.0(2/3") | 7 | 0.0357 | 45.52 | 9.4 | 106 | 2.2 | 0.0364% | 88.2% | 66.4 | C | M30x0.5
SAV23-06X78W | 0.6 | 78 | 11.0(2/3") | 7 | 0.04287 | 39.32 | 7.8 | 114 | 1.6 | -0.0239% | 92% | 57.8 | C | M30x0.5
SAV23-07X70W | 0.7 | 70 | 11.0(2/3") | 8 | 0.04367 | 40.45 | 7.7 | 115 | 1.3 | -0.029% | 92.0% | 61.8 | C | M30x0.5
SAV23-07X95W | 0.7 | 95 | 11.0(2/3") | 7.5 | 0.04663 | 45.48 | 7.2 | 96 | 1.2 | -0.0268% | 93.9% | 75.5 | C | M30x0.5
SAV23-08X65W | 0.8 | 65 | 11.0(2/3") | 8 | 0.04996 | 42.1 | 6.7 | 102 | 1 | -0.0179% | 91.8% | 65.3 | C | M30x0.5
SAV23-08X87W | 0.8 | 87 | 11.0(2/3") | 7.5 | 0.05317 | 45.47 | 6.3 | 93.04 | 0.9 | -0.0353% | 93.5% | 79.9 | C | M30x0.5
SAV23-09X60W | 0.9 | 60 | 11.0(2/3") | 8.5 | 0.05295 | 43.39 | 6.3 | 102 | 0.8 | -0.040% | 90.60% | 69.7 | C | M30x0.5

## STD27 (hidden)
STD27 Non-standard
NO | Model | Mag. | W.D | CCD
1 | STD270014-12000F | 0.014 | 12000 | 8.0(1/2")
2 | STD270016-2750R | 0.016 | 2750 | 8.0(1/2")
3 | STD2701-410F | 0.1 | 410 | 8.0(1/2")
4 | STD27012-725R | 0.12 | 725 | 8.0(1/2")
5 | STD27015-200F | 0.15 | 200 | 8.0(1/2")
6 | STD2702-200FN | 0.2 | 200 | 8.0(1/2")
7 | STD2702-350F | 0.2 | 350 | 8.0(1/2")
8 | STD2702-400G | 0.2 | 400 | 8.0(1/2")
9 | STD2702-650F | 0.2 | 650 | 8.0(1/2")
10 | STD27023-420F | 0.23 | 420 | 8.0(1/2")
11 | STD27028-400F | 0.28 | 400 | 8.0(1/2")
12 | STD27028-650R | 0.28 | 650 | 8.0(1/2")
13 | STD2703-110F | 0.3 | 110 | 8.0(1/2")
14 | STD27035-150R | 0.35 | 150 | 8.0(1/2")
15 | STD2704-220F | 0.4 | 220 | 8.0(1/2")
16 | STD2705-110R | 0.5 | 110 | 8.0(1/2")
17 | STD2705-115F | 0.5 | 115 | 8.0(1/2")
18 | STD2705-115FN | 0.5 | 115 | 8.0(1/2")
19 | STD2705-130R | 0.5 | 130 | 8.0(1/2")
20 | STD2705-150F | 0.5 | 150 | 8.0(1/2")
21 | STD2705-200F | 0.5 | 200 | 8.0(1/2")
22 | STD2705-200FN | 0.5 | 200 | 8.0(1/2")
23 | STD2705-250FN | 0.5 | 250 | 8.0(1/2")
24 | STD2705-350F | 0.5 | 350 | 8.0(1/2")
25 | STD2705-350FN | 0.5 | 350 | 8.0(1/2")
26 | STD2705-400R | 0.5 | 400 | 8.0(1/2")
27 | STD2705-420F | 0.5 | 420 | 8.0(1/2")
28 | STD2705-600R | 0.5 | 600 | 8.0(1/2")
29 | STD2705-650FP | 0.5 | 650 | 8.0(1/2")
30 | STD2705-650R | 0.5 | 650 | 8.0(1/2")
31 | STD2705-800FP | 0.5 | 800 | 8.0(1/2")
32 | STD2705-800R | 0.5 | 800 | 8.0(1/2")
33 | STD2705-800R21 | 0.5 | 800 | 8.0(1/2")
34 | STD2705-800RP | 0.5 | 800 | 8.0(1/2")
35 | STD2705-1000R | 0.5 | 1000 | 8.0(1/2")
36 | STD27065-90R | 0.65 | 90 | 8.0(1/2")
37 | STD2707-420F | 0.7 | 420 | 8.0(1/2")
38 | STD2708-55F | 0.8 | 55 | 8.0(1/2")
39 | STD2708-60F | 0.8 | 60 | 8.0(1/2")
40 | STD2708-180F | 0.8 | 180 | 8.0(1/2")
41 | STD2708-200FC | 0.8 | 200 | 8.0(1/2")
42 | STD2708-200FN | 0.8 | 200 | 8.0(1/2")
43 | STD27085-70R | 0.85 | 70 | 8.0(1/2")
44 | STD2710-50R | 1 | 50 | 8.0(1/2")
45 | STD2710-100F | 1 | 100 | 8.0(1/2")
46 | STD2710-110FN | 1 | 110 | 8.0(1/2")
47 | STD2710-120R | 1 | 120 | 8.0(1/2")
48 | STD2710-150F | 1 | 150 | 8.0(1/2")
49 | STD2710-150FN | 1 | 150 | 8.0(1/2")
50 | STD2710-150R | 1 | 150 | 8.0(1/2")
51 | STD2710-200F | 1 | 200 | 8.0(1/2")
52 | STD2710-300F | 1 | 300 | 8.0(1/2")
53 | STD2710-300FN | 1 | 300 | 8.0(1/2")
54 | STD2710-380F | 1 | 380 | 8.0(1/2")
55 | STD2710-400F | 1 | 400 | 8.0(1/2")
56 | STD2710-600R | 1 | 600 | 8.0(1/2")
57 | STD2710-700F | 1 | 700 | 8.0(1/2")
58 | STD2720-55F | 2 | 55 | 8.0(1/2")
59 | STD2720-110F | 2 | 110 | 8.0(1/2")
60 | STD2720-150R | 2 | 150 | 8.0(1/2")
61 | STD2720-200F | 2 | 200 | 8.0(1/2")
62 | STD2720-350F | 2 | 350 | 8.0(1/2")
63 | STD2730-170F | 3 | 170 | 8.0(1/2")
64 | STD2735-100R | 3.5 | 100 | 8.0(1/2")